## 20188 Numbers and Titles
MasterFormat 2018 Edition - Numbers and Titles
Date: April 2018
For more information on MasterFormat, visit www.csinet.org/masterformat
All contents copyright ©2018, The Construction Specifications Institute and Construction Specifications Canada. All rights reserved.
2018 Edition MasterFormat- Complete Listing
04 SECTION | 04 TITLE
00 00 00 | Procurement and Contracting Requirements
00 01 01 | Project Title Page
00 01 05 | Certifications Page
00 01 07 | Seals Page
00 01 10 | Table of Contents
00 01 15 | List of Drawing Sheets
00 01 20 | List of Schedules
00 10 00 | Solicitation
00 11 00 | Advertisements and Invitations
00 11 13 | Advertisement for Bids
00 11 16 | Invitation to Bid
00 11 19 | Request for Proposal
00 11 53 | Request for Qualifications
00 20 00 | Instructions for Procurement
00 21 00 | Instructions
00 21 13 | Instructions to Bidders
00 21 16 | Instructions to Proposers
00 22 00 | Supplementary Instructions
00 22 13 | Supplementary Instructions to Bidders
00 22 16 | Supplementary Instructions to Proposers
00 23 00 | Procurement Definitions
00 24 00 | Procurement Scopes
00 24 13 | Scopes of Bids
00 24 13.13 | Scopes of Bids (Multiple Contracts)
00 24 13.16 | Scopes of Bids (Multiple-Prime Contract)
00 24 16 | Scopes of Proposals
00 24 16.13 | Scopes of Proposals (Multiple Contracts)
00 24 16.16 | Scopes of Proposals (Multiple-Prime Contract)
00 25 00 | Procurement Meetings
00 25 13 | Pre-Bid Meetings
00 25 16 | Pre-Proposal Meetings
00 26 00 | Procurement Substitution Procedures
00 30 00 | Available Information
00 31 00 | Available Project Information
00 31 13 | Preliminary Schedules
00 31 13.13 | Preliminary Project Schedule
00 31 13.16 | Preliminary Construction Schedule
00 31 13.23 | Preliminary Project Phases
00 31 13.26 | Preliminary Project Sequencing
00 31 13.33 | Preliminary Project Milestones
00 31 16 | Project Budget Information
00 31 19 | Existing Condition Information
00 31 19.13 | Movement and Vibration Information
00 31 19.16 | Acoustic Information
00 31 19.19 | Traffic Information
00 31 21 | Survey Information
00 31 21.13 | Site Survey Information
00 31 21.16 | Measured Drawing Information
00 31 21.19 | Photographic Information
00 31 24 | Environmental Assessment Information
00 31 24.13 | Soil Contamination Report
00 31 24.23 | Environmental Impact Study Report
00 31 24.26 | Environmental Impact Report Evaluation
00 31 24.29 | Record of Environmental Impact Decision
00 31 24.33 | Environmental Impact Mitigation Report
00 31 25 | Existing Material Information
00 31 25.16 | Existing Concrete Information
00 31 25.19 | Existing Masonry Information
00 31 25.23 | Existing Metals Information
00 31 25.26 | Existing Wood, Plastics, and Composites Information
00 31 25.29 | Existing Thermal and Moisture Protection Information
00 31 26 | Existing Hazardous Material Information
00 31 26.23 | Existing Asbestos Information
00 31 26.26 | Existing Lead Information
00 31 26.29 | Existing Polychlorinate Biphenyl Information
00 31 26.33 | Existing Mold Information
00 31 26.36 | Existing Hazardous Waste Drum Information
00 31 31 | Geophysical Data
00 31 31.13 | Seismic Investigations Information
00 31 31.16 | Gravity Investigations Information
00 31 31.19 | Magnetic Investigations Information
00 31 31.23 | Electromagnetic Investigations Information
00 31 31.26 | Electrical Resistivity Investigations Information
00 31 31.29 | Magnetotelluric Investigations Information
00 31 32 | Geotechnical Data
00 31 32.13 | Subsurface Drilling and Sampling Information
00 31 32.16 | Material Testing Information
00 31 32.19 | Exploratory Excavation Information
00 31 32.23 | Geotechnical Monitoring Information
00 31 43 | Permit Application
00 40 00 | Procurement Forms and Supplements
00 41 00 | Bid Forms
00 41 13 | Bid Form – Stipulated Sum (Single-Prime Contract)
00 41 16 | Bid Form – Stipulated Sum (Multiple-Prime Contract)
00 41 23 | Bid Form – Construction Management (Single-Prime Contract)
00 41 26 | Bid Form – Construction Management (Multiple-Prime Contract)
00 41 33 | Bid Form – Cost Plus-Fee (Single-Prime Contract)
00 41 36 | Bid Form – Cost-Plus-Fee (Multiple-Prime Contract)
00 41 43 | Bid Form – Unit Price (Single-Prime Contract)
00 41 46 | Bid Form – Unit Price (Multiple-Prime Contract)
00 41 53 | Bid Form – Design/Build (Single-Prime Contract)
00 41 56 | Bid Form – Design/Build (Multiple-Prime Contract)
00 41 63 | Bid Form – Purchase Contract
00 42 00 | Proposal Forms
00 42 13 | Proposal Form – Stipulated Sum (Single-Prime Contract)
00 42 16 | Proposal Form – Stipulated Sum (Multiple-Prime Contract)
00 42 23 | Proposal Form – Construction Management (Single-Prime Contract)
00 42 26 | Proposal Form – Construction Management (Multiple-Prime Contract)
00 42 33 | Proposal Form – Cost-Plus-Fee (Single-Prime Contract)
00 42 36 | Proposal Form – Cost-Plus-Fee (Multiple-Prime Contract)
00 42 43 | Proposal Form – Unit Price (Single-Prime Contract)
00 42 46 | Proposal Form – Unit Price (Multiple-Prime Contract)
00 42 53 | Proposal Form – Design/Build (Single-Prime Contract)
00 42 56 | Proposal Form – Design/Build (Multiple-Prime Contract)
00 42 63 | Proposal Form – Purchase Contract
00 43 00 | Procurement Form Supplements
00 43 13 | Bid Security Form
00 43 21 | Allowance Form
00 43 22 | Unit Prices Form
00 43 23 | Alternates Form
00 43 25 | Substitution Request Form (During Procurement)
00 43 26 | Estimated Quantities Form
00 43 33 | Proposed Products Form
00 43 36 | Proposed Subcontractors Form
00 43 39 | Minority Business Enterprise Statement of Intent Form
00 43 43 | Wage Rates Form
00 43 73 | Proposed Schedule of Values Form
00 43 83 | Proposed Construction Schedule Form
00 43 86 | Proposed Work Plan Schedule Form
00 43 93 | Bid Submittal Checklist
00 45 00 | Representations and Certifications
00 45 13 | Bidder’s Qualifications
00 45 16 | Proposer’s Qualifications
00 45 19 | Non-Collusion Affidavit
00 45 23 | Statement of Disposal Facility
00 45 26 | Worker’s Compensation Certificate Schedule
00 45 33 | Non-Segregated Facilities Affidavit
00 45 36 | Equal Employment Opportunity Affidavit
00 45 39 | Minority Business Enterprise Affidavit
00 45 43 | Corporate Resolutions
00 45 46 | Governmental Certifications
00 50 00 | Contracting Forms and Supplements
00 51 00 | Notice of Award
00 52 00 | Agreement Forms
00 52 13 | Agreement Form – Stipulated Sum (Single-Prime Contract)
00 52 16 | Agreement Form – Stipulated Sum (Multiple-Prime Contract)
00 52 23 | Agreement Form – Construction Management (Single-Prime Contract)
00 52 26 | Agreement Form – Construction Management (Multiple-Prime Contract)
00 52 33 | Agreement Form – Cost Plus-Fee (Single-Prime Contract)
00 52 36 | Agreement Form – Cost-Plus-Fee (Multiple-Prime Contract)
00 52 43 | Agreement Form – Unit Price (Single-Prime Contract)
00 52 46 | Agreement Form – Unit Price (Multiple-Prime Contract)
00 52 53 | Agreement Form – Design/Build (Single-Prime Contract)
00 52 56 | Agreement Form – Design/Build (Multiple-Prime Contract)
00 52 63 | Agreement Form – Purchase
00 54 00 | Agreement Form Supplements
00 54 13 | Supplementary Scope Statement
00 54 21 | Allowances Schedule
00 54 22 | Unit Prices Schedule
00 55 00 | Notice to Proceed
00 60 00 | Project Forms
00 61 00 | Bond Forms
00 61 13 | Performance and Payment Bond Form
00 61 13.13 | Performance Bond Form
00 61 13.16 | Payment Bond Form
00 61 16 | Lien Bond Form
00 61 19 | Maintenance Bond Form
00 61 23 | Retainage Bond Form
00 61 26 | Special Bond Form
00 62 00 | Certificates and Other Forms
00 62 11 | Submittal Transmittal Form
00 62 16 | Certificate of Insurance Form
00 62 19 | Infection Control Form
00 62 23 | Construction Waste Diversion Form
00 62 33 | Products Form
00 62 34 | Recycled Content of Materials Form
00 62 39 | Minority Business Enterprise Certification Form
00 62 73 | Schedule of Values Form
00 62 76 | Application for Payment Form
00 62 76.13 | Sales Tax Form
00 62 76.16 | Consent of Surety to Reduction of Retainage Form
00 62 79 | Stored Material Form
00 62 83 | Construction Schedule Form
00 62 86 | Work Plan Schedule Form
00 62 89 | Construction Equipment Form
00 63 00 | Clarification and Modification Forms
00 63 13 | Request for Interpretation Form
00 63 19 | Clarification Form
00 63 25 | Substitution Request Form (During Construction)
00 63 33 | Supplemental Instruction Form
00 63 36 | Field Order Form
00 63 43 | Written Amendment Form
00 63 46 | Construction Change Directive Form
00 63 49 | Work Change Directive Form
00 63 53 | Request for Proposal Form
00 63 54 | Proposal Worksheet Summary Form
00 63 55 | Proposal Worksheet Detail Form
00 63 57 | Change Order Request Form
00 63 63 | Change Order Form
00 65 00 | Closeout Forms
00 65 13 | Certificate of Compliance Form
00 65 16 | Certificate of Substantial Completion Form
00 65 19 | Certificate of Completion Form
00 65 19.13 | Affidavit of Payment of Debts and Claims Form
00 65 19.16 | Affidavit of Release of Liens Form
00 65 19.19 | Consent of Surety to Final Payment Form
00 65 19.23 | Acceptance Certificate Form
00 65 19.26 | Final Settlement Certificate Form
00 65 36 | Warranty Form
00 65 73 | Statutory Declaration Form
00 70 00 | Conditions of the Contract
00 71 00 | Contracting Definitions
00 72 00 | General Conditions
00 72 13 | General Conditions – Stipulated Sum (Single-Prime Contract)
00 72 16 | General Conditions – Stipulated Sum (Multiple-Prime Contract)
00 72 23 | General Conditions – Construction Management (Single-Prime Contract)
00 72 26 | General Conditions – Construction Management (Multiple-Prime Contract)
00 72 33 | General Conditions – Cost Plus-Fee (Single-Prime Contract)
00 72 36 | General Conditions – Cost-Plus-Fee (Multiple-Prime Contract)
00 72 43 | General Conditions – Unit Price (Single-Prime Contract)
00 72 46 | General Conditions – Unit Price (Multiple-Prime Contract)
00 72 53 | General Conditions – Design/Build (Single-Prime Contract)
00 72 56 | General Conditions – Design/Build (Multiple-Prime Contract)
00 73 00 | Supplementary Conditions
00 73 16 | Insurance Requirements
00 73 19 | Health and Safety Requirements
00 73 23 | Purchase Contracts
00 73 26 | Assigned Contracts
00 73 33 | Non-Segregated Facilities Requirements
00 73 36 | Equal Employment Opportunity Requirements
00 73 43 | Wage Rate Requirements
00 73 46 | Wage Determination Schedule
00 73 49 | Labor Stabilization Agreement
00 73 53 | Anti-Pollution Measures
00 73 63 | Security Requirements
00 73 73 | Statutory Requirements
00 80 00 | Unassigned
00 90 00 | Revisions, Clarifications, and Modifications
00 91 00 | Precontract Revisions
00 91 13 | Addenda
00 91 16 | Bid Revisions
00 91 19 | Proposal Revisions
00 93 00 | Record Clarifications and Proposals
00 93 13 | Record Requests for Interpretation
00 93 19 | Record Clarification Notices
00 93 53 | Record Proposal Requests
00 93 54 | Record Proposal Worksheet Summaries
00 93 57 | Record Change Order Requests
00 94 00 | Record Modifications
00 94 33 | Record Minor Changes in the Work
00 94 36 | Record Supplemental Instructions
00 94 39 | Record Field Orders
00 94 43 | Record Amendments
00 94 46 | Record Construction Change Directives
00 94 49 | Record Work Change Directives
00 94 63 | Record Change Orders
01 00 00 | General Requirements
01 10 00 | Summary
01 11 00 | Summary of Work
01 11 13 | Work Covered by Contract Documents
01 11 16 | Work by Owner
01 11 19 | Purchase Contracts
01 12 00 | Multiple Contract Summary
01 12 13 | Summary of Contracts
01 12 16 | Work Sequence
01 12 19 | Contract Interface
01 14 00 | Work Restrictions
01 14 13 | Access to Site
01 14 16 | Coordination with Occupants
01 14 19 | Use of Site
01 18 00 | Project Utility Sources
01 20 00 | Price and Payment Procedures
01 21 00 | Allowances
01 21 13 | Cash Allowances
01 21 16 | Contingency Allowances
01 21 19 | Testing and Inspecting Allowances
01 21 23 | Installation Allowances
01 21 26 | Product Allowances
01 21 29 | Quantity Allowances
01 21 43 | Time Allowances
01 22 00 | Unit Prices
01 22 13 | Unit Price Measurement
01 22 16 | Unit Price Payment
01 23 00 | Alternates
01 24 00 | Value Analysis
01 24 13 | Value Engineering
01 25 00 | Substitution Procedures
01 25 13 | Product Substitution Procedures
01 25 16 | Execution Substitution Procedures
01 26 00 | Contract Modification Procedures
01 26 13 | Requests for Interpretation
01 26 19 | Clarification Notices
01 26 33 | Minor Changes in the Work
01 26 36 | Supplemental Instructions
01 26 39 | Field Orders
01 26 43 | Amendments
01 26 46 | Construction Change Directives
01 26 49 | Work Change Directives
01 26 53 | Proposal Requests
01 26 54 | Proposal Worksheet Summaries
01 26 57 | Change Order Requests
01 26 63 | Change Orders
01 29 00 | Payment Procedures
01 29 73 | Schedule of Values
01 29 76 | Progress Payment Procedures
01 29 83 | Payment Procedures for Testing Laboratory Services
01 30 00 | Administrative Requirements
01 31 00 | Project Management and Coordination
01 31 13 | Project Coordination
01 31 16 | Multiple Contract Coordination
01 31 19 | Project Meetings
01 31 19.13 | Preconstruction Meetings
01 31 19.16 | Site Mobilization Meetings
01 31 19.23 | Progress Meetings
01 31 19.33 | Preinstallation Meetings
01 31 23 | Project Web Site
01 32 00 | Construction Progress Documentation
01 32 13 | Scheduling of Work
01 32 16 | Construction Progress Schedule
01 32 16.13 | Network Analysis Schedules
01 32 19 | Submittals Schedule
01 32 23 | Survey and Layout Data
01 32 26 | Construction Progress Reporting
01 32 29 | Periodic Work Observation
01 32 33 | Photographic Documentation
01 32 43 | Purchase Order Tracking
01 33 00 | Submittal Procedures
01 33 13 | Certificates
01 33 16 | Design Data
01 33 19 | Field Test Reporting
01 33 23 | Shop Drawings, Product Data, and Samples
01 33 26 | Source Quality Control Reporting
01 33 29 | Sustainable Design Reporting
01 35 00 | Special Procedures
01 35 13 | Special Project Procedures
01 35 13.13 | Special Project Procedures for Airport Facilities
01 35 13.16 | Special Project Procedures for Detention Facilities
01 35 13.19 | Special Project Procedures for Healthcare Facilities
01 35 13.43 | Special Project Procedures for Contaminated Sites
01 35 16 | Alteration Project Procedures
01 35 23 | Owner Safety Requirements
01 35 26 | Governmental Safety Requirements
01 35 29 | Health, Safety, and Emergency Response Procedures
01 35 29.13 | Health, Safety, and Emergency Response Procedures for Contaminated Sites
01 35 33 | Infection Control Procedures
01 35 43 | Environmental Procedures
01 35 43.13 | Environmental Procedures for Hazardous Materials
01 35 43.16 | Environmental Procedures for Toxic Materials
01 35 53 | Security Procedures
01 35 91 | Historic Treatment Procedures
01 40 00 | Quality Requirements
01 41 00 | Regulatory Requirements
01 41 13 | Codes
01 41 16 | Laws
01 41 19 | Rules
01 41 23 | Fees
01 41 26 | Permits
01 42 00 | References
01 42 13 | Abbreviations and Acronyms
01 42 16 | Definitions
01 42 19 | Reference Standards
01 43 00 | Quality Assurance
01 43 13 | Manufacturer Qualifications
01 43 16 | Supplier Qualifications
01 43 19 | Fabricator Qualifications
01 43 23 | Installer Qualifications
01 43 26 | Testing and Inspecting Agency Qualifications
01 43 29 | Code-Required Special Inspector Qualifications
01 43 33 | Manufacturer’s Field Services
01 43 36 | Field Samples
01 43 39 | Mockups
01 45 00 | Quality Control
01 45 13 | Source Quality Control Procedures
01 45 16 | Field Quality Control Procedures
01 45 16.13 | Contractor Quality Control
01 45 23 | Testing and Inspecting Services
01 45 26 | Plant Inspection Procedures
01 45 29 | Testing Laboratory Services
01 45 33 | Code-Required Special Inspections and Procedures
01 50 00 | Temporary Facilities and Controls
01 51 00 | Temporary Utilities
01 51 13 | Temporary Electricity
01 51 16 | Temporary Fire Protection
01 51 19 | Temporary Fuel Oil
01 51 23 | Temporary Heating, Cooling, and Ventilating
01 51 26 | Temporary Lighting
01 51 29 | Temporary Natural-Gas
01 51 33 | Temporary Telecommunications
01 51 36 | Temporary Water
01 52 00 | Construction Facilities
01 52 13 | Field Offices and Sheds
01 52 16 | First Aid Facilities
01 52 19 | Sanitary Facilities
01 53 00 | Temporary Construction
01 53 13 | Temporary Bridges
01 53 16 | Temporary Decking
01 53 19 | Temporary Overpasses
01 53 23 | Temporary Ramps
01 53 26 | Temporary Runarounds
01 54 00 | Construction Aids
01 54 13 | Temporary Elevators
01 54 16 | Temporary Hoists
01 54 19 | Temporary Cranes
01 54 23 | Temporary Scaffolding and Platforms
01 54 26 | Temporary Swing Staging
01 55 00 | Vehicular Access and Parking
01 55 13 | Temporary Access Roads
01 55 16 | Haul Routes
01 55 19 | Temporary Parking Areas
01 55 23 | Temporary Roads
01 55 26 | Traffic Control
01 55 29 | Staging Areas
01 56 00 | Temporary Barriers and Enclosures
01 56 13 | Temporary Air Barriers
01 56 16 | Temporary Dust Barriers
01 56 19 | Temporary Noise Barriers
01 56 23 | Temporary Barricades
01 56 26 | Temporary Fencing
01 56 29 | Temporary Protective Walkways
01 56 33 | Temporary Security Barriers
01 56 36 | Temporary Security Enclosures
01 56 39 | Temporary Tree and Plant Protection
01 57 00 | Temporary Controls
01 57 13 | Temporary Erosion and Sediment Control
01 57 16 | Temporary Pest Control
01 57 19 | Temporary Environmental Controls
01 57 23 | Temporary Storm Water Pollution Control
01 58 00 | Project Identification
01 58 13 | Temporary Project Signage
01 58 16 | Temporary Interior Signage
01 60 00 | Product Requirements
01 61 00 | Common Product Requirements
01 61 13 | Software Licensing Requirements
01 62 00 | Product Options
01 64 00 | Owner-Furnished Products
01 65 00 | Product Delivery Requirements
01 66 00 | Product Storage and Handling Requirements
01 66 13 | Product Storage and Handling Requirements for Hazardous Materials
01 66 16 | Product Storage and Handling Requirements for Toxic Materials
01 70 00 | Execution and Closeout Requirements
01 71 00 | Examination and Preparation
01 71 13 | Mobilization
01 71 16 | Acceptance of Conditions
01 71 23 | Field Engineering
01 71 23.13 | Construction Layout
01 71 23.16 | Construction Surveying
01 71 33 | Protection of Adjacent Construction
01 73 00 | Execution
01 73 13 | Application
01 73 16 | Erection
01 73 19 | Installation
01 73 23 | Bracing and Anchoring
01 73 26 | Existing Products
01 73 29 | Cutting and Patching
01 74 00 | Cleaning and Waste Management
01 74 13 | Progress Cleaning
01 74 16 | Site Maintenance
01 74 19 | Construction Waste Management and Disposal
01 74 23 | Final Cleaning
01 75 00 | Starting and Adjusting
01 75 13 | Checkout Procedures
01 75 16 | Startup Procedures
01 76 00 | Protecting Installed Construction
01 77 00 | Closeout Procedures
01 77 13 | Preliminary Closeout Reviews
01 77 16 | Final Closeout Review
01 77 19 | Closeout Requirements
01 78 00 | Closeout Submittals
01 78 13 | Completion and Correction List
01 78 19 | Maintenance Contracts
01 78 23 | Operation and Maintenance Data
01 78 23.13 | Operation Data
01 78 23.16 | Maintenance Data
01 78 23.19 | Preventative Maintenance Instructions
01 78 29 | Final Site Survey
01 78 33 | Bonds
01 78 36 | Warranties
01 78 39 | Project Record Documents
01 78 43 | Spare Parts
01 78 46 | Extra Stock Materials
01 78 53 | Sustainable Design Closeout Documentation
01 79 00 | Demonstration and Training
01 80 00 | Performance Requirements
01 81 00 | Facility Performance Requirements
01 81 13 | Sustainable Design Requirements
01 81 16 | Facility Environmental Requirements
01 81 19 | Indoor Air Quality Requirements
01 82 00 | Facility Substructure Performance Requirements
01 82 13 | Foundation Performance Requirements
01 82 16 | Basement Construction Performance Requirements
01 83 00 | Facility Shell Performance Requirements
01 83 13 | Superstructure Performance Requirements
01 83 16 | Exterior Enclosure Performance Requirements
01 83 19 | Roofing Performance Requirements
01 84 00 | Interiors Performance Requirements
01 84 13 | Interior Construction Performance Requirements
01 84 16 | Stairways Performance Requirements
01 84 19 | Interior Finishes Performance Requirements
01 85 00 | Conveying Equipment Performance Requirements
01 86 00 | Facility Services Performance Requirements
01 86 13 | Fire Suppression Performance Requirements
01 86 16 | Plumbing Performance Requirements
01 86 19 | HVAC Performance Requirements
01 86 23 | Integrated Automation Performance Requirements
01 86 26 | Electrical Performance Requirements
01 86 29 | Communications Performance Requirements
01 86 33 | Electronic Safety and Security Performance Requirements
01 87 00 | Equipment and Furnishings Performance Requirements
01 87 13 | Equipment Performance Requirements
01 87 16 | Furnishings Performance Requirements
01 88 00 | Other Facility Construction Performance Requirements
01 88 13 | Special Construction Performance Requirements
01 88 16 | Selective Construction Performance Requirements
01 89 00 | Site Construction Performance Requirements
01 89 13 | Site Preparation Performance Requirements
01 89 16 | Site Improvements Performance Requirements
01 89 19 | Site Plumbing Utilities Performance Requirements
01 89 23 | Site HVAC Utilities Performance Requirements
01 89 26 | Site Electrical Utilities Performance Requirements
01 89 29 | Other Site Construction Performance Requirements
01 90 00 | Life Cycle Activities
01 91 00 | Commissioning
01 91 13 | General Commissioning Requirements
01 91 16 | Facility Substructure Commissioning
01 91 16.13 | Foundation Commissioning
01 91 16.53 | Basement Construction Commissioning
01 91 19 | Facility Shell Commissioning
01 91 19.13 | Superstructure Commissioning
01 91 19.43 | Exterior Enclosure Commissioning
01 91 19.73 | Roofing Commissioning
01 91 23 | Interiors Commissioning
01 91 23.13 | Interior Construction Commissioning
01 91 23.43 | Stairways Commissioning
01 91 23.73 | Interior Finishes Commissioning
01 92 00 | Facility Operation
01 92 13 | Facility Operation Procedures
01 93 00 | Facility Maintenance
01 93 13 | Facility Maintenance Procedures
01 93 16 | Recycling Programs
01 94 00 | Facility Decommissioning
01 94 13 | Facility Decommissioning Procedures
02 00 00 | Existing Conditions
02 01 00 | Maintenance of Existing Conditions
02 01 50 | Maintenance of Site Remediation
02 01 65 | Maintenance of Underground Storage Tank Removal
02 01 80 | Maintenance of Facility Remediation
02 01 86 | Maintenance of Hazardous Waste Drum Handling
02 05 00 | Common Work Results for Existing Conditions
02 05 19 | Geosynthetics for Existing Conditions
02 05 19.13 | Geotextiles for Existing Conditions
02 05 19.16 | Geomembranes for Existing Conditions
02 05 19.19 | Geogrids for Existing Conditions
02 06 00 | Schedules for Existing Conditions
02 06 30 | Schedules for Subsurface Investigations
02 06 30.13 | Boring or Test Pit Log Schedule
02 06 50 | Schedules for Site Remediation
02 06 65 | Schedules for Underground Storage Tank Removal
02 06 80 | Schedules for Facility Remediation
02 06 86 | Schedules for Hazardous Waste Drum Handling
02 08 00 | Commissioning of Existing Conditions
02 10 00 | Unassigned
02 20 00 | Assessment
02 21 00 | Surveys
02 21 13 | Site Surveys
02 21 13.13 | Boundary and Survey Markers
02 21 16 | Measured Drawings
02 22 00 | Existing Conditions Assessment
02 22 13 | Movement and Vibration Assessment
02 22 16 | Acoustic Assessment
02 22 19 | Traffic Assessment
02 22 23 | Accessibility Assessment
02 24 00 | Environmental Assessment
02 24 13 | Natural Environment Assessment
02 24 13.13 | Air Assessment
02 24 13.43 | Water Assessment
02 24 13.73 | Land Assessment
02 24 23 | Chemical Sampling and Analysis of Soils
02 24 43 | Transboundary and Global Environmental Aspects Assessment
02 25 00 | Existing Material Assessment
02 25 16 | Existing Concrete Assessment
02 25 16.13 | Concrete Assessment Drilling
02 25 19 | Existing Masonry Assessment
02 25 19.13 | Masonry Assessment Drilling
02 25 23 | Existing Metals Assessment
02 25 23.13 | Welding Investigations
02 25 26 | Existing Wood, Plastics, and Composites Assessment
02 25 29 | Existing Thermal and Moisture Protection Assessment
02 25 29.13 | Waterproofing Investigations
02 25 29.23 | Roofing Investigations
02 26 00 | Hazardous Material Assessment
02 26 23 | Asbestos Assessment
02 26 26 | Lead Assessment
02 26 29 | Polychlorinate Biphenyl Assessment
02 26 33 | Biological Assessment
02 26 33.13 | Mold Assessment
02 26 36 | Hazardous Waste Drum Assessment
02 30 00 | Subsurface Investigation
02 31 00 | Geophysical Investigations
02 31 13 | Seismic Investigations
02 31 16 | Gravity Investigations
02 31 19 | Magnetic Investigations
02 31 23 | Electromagnetic Investigations
02 31 26 | Electrical Resistivity Investigations
02 31 29 | Magnetotelluric Investigations
02 32 00 | Geotechnical Investigations
02 32 13 | Subsurface Drilling and Sampling
02 32 16 | Material Testing
02 32 19 | Exploratory Excavations
02 32 23 | Geotechnical Monitoring Before Construction
02 32 23.13 | Groundwater Monitoring Before Construction
02 40 00 | Demolition and Structure Moving
02 41 00 | Demolition
02 41 13 | Selective Site Demolition
02 41 13.13 | Paving Removal
02 41 13.23 | Utility Line Removal
02 41 13.33 | Railtrack Removal
02 41 16 | Structure Demolition
02 41 16.13 | Building Demolition
02 41 16.23 | Tower Demolition
02 41 16.33 | Bridge Demolition
02 41 16.43 | Dam Demolition
02 41 19 | Selective Structure Demolition
02 41 19.13 | Selective Building Demolition
02 41 91 | Selective Historic Demolition
02 42 00 | Removal and Salvage of Construction Materials
02 42 91 | Removal and Salvage of Historic Construction Materials
02 43 00 | Structure Moving
02 43 13 | Structure Relocation
02 43 13.13 | Building Relocation
02 43 16 | Structure Raising
02 43 16.13 | Building Raising
02 50 00 | Site Remediation
02 51 00 | Physical Decontamination
02 51 13 | Coagulation and Flocculation Decontamination
02 51 16 | Reverse-Osmosis Decontamination
02 51 19 | Solidification and Stabilization Decontamination
02 51 23 | Mechanical Filtration Decontamination
02 51 26 | Radioactive Decontamination
02 51 29 | Surface Cleaning Decontamination
02 51 29.13 | High-Pressure Water Cleaning Decontamination
02 51 29.16 | Vacuum Sweeping Cleaning Decontamination
02 51 33 | Surface Removal Decontamination
02 51 33.13 | Surface Removal Decontamination by Grinding
02 51 33.16 | Surface Removal Decontamination by Sand Blasting
02 51 33.19 | Surface Removal Decontamination by Ultrasound
02 52 00 | Chemical Decontamination
02 52 13 | Chemical Precipitation Decontamination
02 52 16 | Ion Change Decontamination
02 52 19 | Neutralization Decontamination
02 53 00 | Thermal Decontamination
02 53 13 | Incineration Decontamination
02 53 13.13 | Remediation of Contaminated Soils and Sludges by Incineration
02 53 16 | Thermal Desorption Decontamination
02 53 16.13 | Remediation of Contaminated Soils by Thermal Desorption
02 53 19 | Vitrification Decontamination
02 54 00 | Biological Decontamination
02 54 13 | Aerobic Processes Decontamination
02 54 16 | Anaerobic Processes Decontamination
02 54 19 | Bioremediation Decontamination
02 54 19.13 | Bioremediation Using Landfarming
02 54 19.16 | Bioremediation of Soils Using Windrow Composting
02 54 19.19 | Bioremediation Using Bacteria Injection
02 54 23 | Soil Washing through Separation/Solubilization
02 54 26 | Organic Decontamination
02 55 00 | Remediation Soil Stabilization
02 56 00 | Site Containment
02 56 13 | Waste Containment
02 56 13.13 | Geomembrane Waste Containment
02 56 19 | Gas Containment
02 56 19.13 | Fluid-Applied Gas Barrier
02 57 00 | Sinkhole Remediation
02 57 13 | Sinkhole Remediation by Grouting
02 57 13.13 | Sinkhole Remediation by Compaction Grouting
02 57 13.16 | Sinkhole Remediation by Cap Grouting
02 57 16 | Sinkhole Remediation by Backfilling
02 58 00 | Snow Control
02 58 13 | Snow Fencing
02 58 16 | Snow Avalanche Control
02 60 00 | Contaminated Site Material Removal
02 61 00 | Removal and Disposal of Contaminated Soils
02 61 13 | Excavation and Handling of Contaminated Material
02 61 23 | Removal and Disposal of Polychlorinate Biphenyl Contaminated Soils
02 61 26 | Removal and Disposal of Asbestos Contaminated Soils
02 61 29 | Removal and Disposal of Organically Contaminated Soils
02 62 00 | Hazardous Waste Recovery Processes
02 62 13 | Air and Steam Stripping
02 62 16 | Soil Vapor Extraction
02 62 19 | Soil Washing and Flushing
02 65 00 | Underground Storage Tank Removal
02 66 00 | Landfill Construction and Storage
02 70 00 | Water Remediation
02 71 00 | Groundwater Treatment
02 72 00 | Water Decontamination
02 72 13 | Chemical Water Decontamination
02 72 16 | Biological Water Decontamination
02 72 19 | Electrolysis Water Decontamination
02 80 00 | Facility Remediation
02 81 00 | Transportation and Disposal of Hazardous Materials
02 82 00 | Asbestos Remediation
02 82 13 | Asbestos Abatement
02 82 13.13 | Glovebag Asbestos Abatement
02 82 13.16 | Precautions for Asbestos Abatement
02 82 13.19 | Asbestos Floor Tile and Mastic Abatement
02 82 16 | Engineering Control of Asbestos Containing Materials
02 82 33 | Removal and Disposal of Asbestos Containing Materials
02 83 00 | Lead Remediation
02 83 13 | Lead Hazard Control Activities
02 83 19 | Lead-Based Paint Remediation
02 83 19.13 | Lead-Based Paint Abatement
02 83 33 | Removal and Disposal of Material Containing Lead
02 83 33.13 | Lead-Based Paint Removal and Disposal
02 84 00 | Polychlorinate Biphenyl Remediation
02 84 16 | Handling of Lighting Ballasts and Lamps Containing PCBs and Mercury
02 84 33 | Removal and Disposal of Polychlorinate Biphenyls
02 85 00 | Mold Remediation
02 85 13 | Precautions for Mold Remediation
02 85 16 | Mold Remediation Preparation and Containment
02 85 19 | Mold Remediation Clearance Air Sampling
02 85 33 | Removal and Disposal of Materials with Mold
02 86 00 | Hazardous Waste Drum Handling
02 90 00 | Unassigned
03 00 00 | Concrete
03 01 00 | Maintenance of Concrete
03 01 10 | Maintenance of Concrete Forming and Accessories
03 01 20 | Maintenance of Concrete Reinforcing
03 01 23 | Maintenance of Stressing Tendons
03 01 30 | Maintenance of Cast-in-Place Concrete
03 01 30.51 | Cleaning of Cast-in-Place Concrete
03 01 30.61 | Resurfacing of Cast-in-Place Concrete
03 01 30.71 | Rehabilitation of Cast-in-Place Concrete
03 01 30.72 | Strengthening of Cast-in-Place Concrete
03 01 40 | Maintenance of Precast Concrete
03 01 40.51 | Cleaning of Precast Concrete
03 01 40.61 | Resurfacing of Precast Concrete
03 01 40.71 | Rehabilitation of Precast Concrete
03 01 40.72 | Strengthening of Precast Concrete
03 01 50 | Maintenance of Cast Decks and Underlayment
03 01 50.51 | Cleaning Cast Decks and Underlayment
03 01 50.61 | Resurfacing of Cast Decks and Underlayment
03 01 50.71 | Rehabilitation of Cast Decks and Underlayment
03 01 50.72 | Strengthening of Cast Decks and Underlayment
03 01 60 | Maintenance of Grouting
03 01 70 | Maintenance of Mass Concrete
03 01 80 | Maintenance of Concrete Cutting and Boring
03 05 00 | Common Work Results for Concrete
03 06 00 | Schedules for Concrete
03 06 10 | Schedules for Concrete Forming and Accessories
03 06 20 | Schedules for Concrete Reinforcing
03 06 20.13 | Concrete Beam Reinforcing Schedule
03 06 20.16 | Concrete Slab Reinforcing Schedule
03 06 30 | Schedules for Cast-in-Place Concrete
03 06 30.13 | Concrete Footing Schedule
03 06 30.16 | Concrete Column Schedule
03 06 30.19 | Concrete Slab Schedule
03 06 30.23 | Concrete Shaft Schedule
03 06 30.26 | Concrete Beam Schedule
03 06 40 | Schedules for Precast Concrete
03 06 40.13 | Precast Concrete Panel Schedule
03 06 50 | Schedules for Cast Decks and Underlayment
03 06 60 | Schedules for Grouting
03 06 70 | Schedules for Mass Concrete
03 06 80 | Schedules for Concrete Cutting and Boring
03 08 00 | Commissioning of Concrete
03 10 00 | Concrete Forming and Accessories
03 11 00 | Concrete Forming
03 11 13 | Structural Cast-in-Place Concrete Forming
03 11 13.13 | Concrete Slip Forming
03 11 13.16 | Concrete Shoring
03 11 13.19 | Falsework
03 11 16 | Architectural Cast-in Place Concrete Forming
03 11 16.13 | Concrete Form Liners
03 11 19 | Insulating Concrete Forming
03 11 23 | Permanent Stair Forming
03 15 00 | Concrete Accessories
03 15 13 | Waterstops
03 20 00 | Concrete Reinforcing
03 21 00 | Reinforcing Steel
03 21 13 | Galvanized Reinforcing Steel
03 21 16 | Epoxy-Coated Reinforcing Steel
03 22 00 | Welded Wire Fabric Reinforcing
03 22 13 | Galvanized Welded Wire Fabric Reinforcing
03 22 16 | Epoxy-Coated Welded Wire Fabric Reinforcing
03 23 00 | Stressing Tendons
03 24 00 | Fibrous Reinforcing
03 30 00 | Cast-in-Place Concrete
03 30 53 | Miscellaneous Cast-in-Place Concrete
03 31 00 | Structural Concrete
03 31 13 | Heavyweight Structural Concrete
03 31 16 | Lightweight Structural Concrete
03 31 19 | Shrinkage-Compensating Structural Concrete
03 31 23 | High-Performance Structural Concrete
03 31 26 | Self-Compacting Concrete
03 33 00 | Architectural Concrete
03 33 13 | Heavyweight Architectural Concrete
03 33 16 | Lightweight Architectural Concrete
03 34 00 | Low Density Concrete
03 35 00 | Concrete Finishing
03 35 13 | High-Tolerance Concrete Floor Finishing
03 35 16 | Heavy-Duty Concrete Floor Finishing
03 35 19 | Colored Concrete Finishing
03 35 23 | Exposed Aggregate Concrete Finishing
03 35 26 | Grooved Concrete Surface Finishing
03 35 29 | Tooled Concrete Finishing
03 35 33 | Stamped Concrete Finishing
03 37 00 | Specialty Placed Concrete
03 37 13 | Shotcrete
03 37 16 | Pumped Concrete
03 37 19 | Pneumatically Placed Concrete
03 37 23 | Roller-Compacted Concrete
03 37 26 | Underwater Placed Concrete
03 38 00 | Post-Tensioned Concrete
03 38 13 | Post-Tensioned Concrete Preparation
03 38 16 | Unbonded Post-Tensioned Concrete
03 38 19 | Bonded Post-Tensioned Concrete
03 39 00 | Concrete Curing
03 39 13 | Water Concrete Curing
03 39 16 | Sand Concrete Curing
03 39 23 | Membrane Concrete Curing
03 39 23.13 | Chemical Compound Membrane Concrete Curing
03 39 23.23 | Sheet Membrane Concrete Curing
03 40 00 | Precast Concrete
03 41 00 | Precast Structural Concrete
03 41 13 | Precast Concrete Hollow Core Planks
03 41 16 | Precast Concrete Slabs
03 41 23 | Precast Concrete Stairs
03 41 33 | Precast Structural Pretensioned Concrete
03 41 36 | Precast Structural Post-Tensioned Concrete
03 45 00 | Precast Architectural Concrete
03 45 13 | Faced Architectural Precast Concrete
03 45 33 | Precast Architectural Pretensioned Concrete
03 45 36 | Precast Architectural Post-Tensioned Concrete
03 47 00 | Site-Cast Concrete
03 47 13 | Tilt-Up Concrete
03 47 16 | Lift-Slab Concrete
03 48 00 | Precast Concrete Specialties
03 48 13 | Precast Concrete Bollards
03 48 16 | Precast Concrete Splash Blocks
03 48 19 | Precast Concrete Stair Treads
03 48 43 | Precast Concrete Trim
03 49 00 | Glass-Fiber-Reinforced Concrete
03 49 13 | Glass-Fiber-Reinforced Concrete Column Covers
03 49 16 | Glass-Fiber-Reinforced Concrete Spandrels
03 49 43 | Glass-Fiber-Reinforced Concrete Trim
03 50 00 | Cast Decks and Underlayment
03 51 00 | Cast Roof Decks
03 51 13 | Cementitious Wood Fiber Decks
03 51 16 | Gypsum Concrete Roof Decks
03 52 00 | Lightweight Concrete Roof Insulation
03 52 13 | Composite Concrete Roof Insulation
03 52 16 | Lightweight Insulating Concrete
03 52 16.13 | Lightweight Cellular Insulating Concrete
03 52 16.16 | Lightweight Aggregate Insulating Concrete
03 53 00 | Concrete Topping
03 53 13 | Emery-Aggregate Concrete Topping
03 53 16 | Iron-Aggregate Concrete Topping
03 54 00 | Cast Underlayment
03 54 13 | Gypsum Cement Underlayment
03 54 16 | Hydraulic Cement Underlayment
03 60 00 | Grouting
03 61 00 | Cementitious Grouting
03 61 13 | Dry-Pack Grouting
03 62 00 | Non-Shrink Grouting
03 62 13 | Non-Metallic Non-Shrink Grouting
03 62 16 | Metallic Non-Shrink Grouting
03 63 00 | Epoxy Grouting
03 64 00 | Injection Grouting
03 64 23 | Epoxy Injection Grouting
03 70 00 | Mass Concrete
03 71 00 | Mass Concrete for Raft Foundations
03 72 00 | Mass Concrete for Dams
03 80 00 | Concrete Cutting and Boring
03 81 00 | Concrete Cutting
03 81 13 | Flat Concrete Sawing
03 81 16 | Track Mounted Concrete Wall Sawing
03 81 19 | Wire Concrete Wall Sawing
03 81 23 | Hand Concrete Wall Sawing
03 81 26 | Chain Concrete Wall Sawing
03 82 00 | Concrete Boring
03 82 13 | Concrete Core Drilling
03 90 00 | Unassigned
04 00 00 | Masonry
04 01 00 | Maintenance of Masonry
04 01 20 | Maintenance of Unit Masonry
04 01 20.51 | Unit Masonry Maintenance
04 01 20.52 | Unit Masonry Cleaning
04 01 20.91 | Unit Masonry Restoration
04 01 20.93 | Testing and Sampling Brick Units for Restoration
04 01 40 | Maintenance of Stone Assemblies
04 01 40.51 | Stone Maintenance
04 01 40.52 | Stone Cleaning
04 01 40.91 | Stone Restoration
04 01 50 | Maintenance of Refractory Masonry
04 01 60 | Maintenance of Corrosion-Resistant Masonry
04 01 70 | Maintenance of Manufactured Masonry
04 05 00 | Common Work Results for Masonry
04 05 13 | Masonry Mortaring
04 05 13.16 | Chemical-Resistant Masonry Mortaring
04 05 13.19 | Epoxy Masonry Mortaring
04 05 13.23 | Surface Bonding Masonry Mortaring
04 05 13.26 | Engineered Masonry Mortaring
04 05 13.29 | Refractory Masonry Mortaring
04 05 13.91 | Masonry Restoration Mortaring
04 05 16 | Masonry Grouting
04 05 16.16 | Chemical-Resistant Masonry Grouting
04 05 16.26 | Engineered Masonry Grouting
04 05 19 | Masonry Anchorage and Reinforcing
04 05 19.13 | Continuous Joint Reinforcing
04 05 19.16 | Masonry Anchors
04 05 19.26 | Masonry Reinforcing Bars
04 05 19.29 | Stone Anchors
04 05 23 | Masonry Accessories
04 05 23.13 | Masonry Control and Expansion Joints
04 05 23.16 | Masonry Embedded Flashing
04 05 23.19 | Masonry Cavity Drainage, Weepholes, and Vents
04 06 00 | Schedules for Masonry
04 06 20 | Schedules for Unit Masonry
04 06 20.13 | Masonry Unit Schedule
04 06 40 | Schedules for Stone Assemblies
04 06 50 | Schedules for Refractory Masonry
04 06 60 | Schedules for Corrosion-Resistant Masonry
04 06 70 | Schedules for Manufactured Masonry
04 08 00 | Commissioning of Masonry
04 10 00 | Unassigned
04 20 00 | Unit Masonry
04 21 00 | Clay Unit Masonry
04 21 13 | Brick Masonry
04 21 13.13 | Brick Veneer Masonry
04 21 13.23 | Surface-Bonded Brick Masonry
04 21 16 | Ceramic Glazed Clay Masonry
04 21 19 | Clay Tile Masonry
04 21 23 | Structural Clay Tile Masonry
04 21 26 | Glazed Structural Clay Tile Masonry
04 21 29 | Terra Cotta Masonry
04 22 00 | Concrete Unit Masonry
04 22 00.13 | Concrete Unit Veneer Masonry
04 22 00.16 | Surface-Bonded Concrete Unit Masonry
04 22 19 | Insulated Concrete Unit Masonry
04 22 23 | Architectural Concrete Unit Masonry
04 22 23.13 | Exposed Aggregate Concrete Unit Masonry
04 22 23.16 | Fluted Concrete Unit Masonry
04 22 23.19 | Molded-Face Concrete Unit Masonry
04 22 23.23 | Prefaced Concrete Unit Masonry
04 22 23.26 | Sound-Absorbing Concrete Unit Masonry
04 22 23.29 | Split-Face Concrete Unit Masonry
04 22 33 | Interlocking Concrete Unit Masonry
04 23 00 | Glass Unit Masonry
04 23 13 | Vertical Glass Unit Masonry
04 23 16 | Glass Unit Masonry Floors
04 23 19 | Glass Unit Masonry Skylights
04 24 00 | Adobe Unit Masonry
04 24 13 | Site-Cast Adobe Unit Masonry
04 24 16 | Manufactured Adobe Unit Masonry
04 25 00 | Unit Masonry Panels
04 25 13 | Metal-Supported Unit Masonry Panels
04 27 00 | Multiple-Wythe Unit Masonry
04 27 13 | Composite Unit Masonry
04 27 23 | Cavity Wall Unit Masonry
04 28 00 | Concrete Form Masonry Units
04 28 13 | Dry-Stacked, Concrete-Filled Masonry Units
04 28 23 | Mortar-Set, Concrete-Filled Masonry Units
04 30 00 | Unassigned
04 40 00 | Stone Assemblies
04 41 00 | Dry-Placed Stone
04 42 00 | Exterior Stone Cladding
04 42 13 | Masonry-Supported Stone Cladding
04 42 16 | Steel-Stud-Supported Stone Cladding
04 42 19 | Strongback-Frame-Supported Stone Cladding
04 42 23 | Truss-Supported Stone Cladding
04 42 26 | Grid-System-Supported Stone Cladding
04 42 43 | Stone Panels for Curtain Walls
04 43 00 | Stone Masonry
04 50 00 | Refractory Masonry
04 51 00 | Flue Liner Masonry
04 52 00 | Combustion Chamber Masonry
04 53 00 | Castable Refractory Masonry
04 54 00 | Refractory Brick Masonry
04 57 00 | Masonry Fireplaces
04 60 00 | Corrosion-Resistant Masonry
04 61 00 | Chemical-Resistant Brick Masonry
04 62 00 | Vitrified Clay Liner Plate
04 70 00 | Manufactured Masonry
04 71 00 | Manufactured Brick Masonry
04 71 13 | Calcium Silicate Manufactured Brick Masonry
04 72 00 | Cast Stone Masonry
04 73 00 | Manufactured Stone Masonry
04 73 13 | Calcium Silicate Manufactured Stone Masonry
04 80 00 | Unassigned
04 90 00 | Unassigned
05 00 00 | Metals
05 01 00 | Maintenance of Metals
05 01 10 | Maintenance of Structural Metal Framing
05 01 20 | Maintenance of Metal Joists
05 01 30 | Maintenance of Metal Decking
05 01 40 | Maintenance of Cold-Formed Metal Framing
05 01 50 | Maintenance of Metal Fabrications
05 01 70 | Maintenance of Decorative Metal
05 01 70.91 | Historic Treatment of Decorative Metal
05 05 00 | Common Work Results for Metals
05 05 13 | Shop-Applied Coatings for Metal
05 05 23 | Metal Fastenings
05 05 53 | Security Metal Fastenings
05 06 00 | Schedules for Metals
05 06 10 | Schedules for Structural Metal Framing
05 06 10.13 | Steel Column Schedule
05 06 10.16 | Steel Beam Schedule
05 06 20 | Schedules for Metal Joists
05 06 20.13 | Steel Joist Schedule
05 06 30 | Schedules for Metal Decking
05 06 40 | Schedules for Cold-Formed Metal Framing
05 06 50 | Schedules for Metal Fabrications
05 06 70 | Schedules for Decorative Metal
05 08 00 | Commissioning of Metals
05 10 00 | Structural Metal Framing
05 12 00 | Structural Steel Framing
05 12 13 | Architecturally-Exposed Structural Steel Framing
05 12 16 | Fabricated Fireproofed Steel Columns
05 12 23 | Structural Steel for Buildings
05 12 33 | Structural Steel for Bridges
05 13 00 | Structural Stainless-Steel Framing
05 14 00 | Structural Aluminum Framing
05 14 13 | Architecturally-Exposed Structural Aluminum Framing
05 15 00 | Wire Rope Assemblies
05 15 13 | Aluminum Wire Rope Assemblies
05 15 16 | Steel Wire Rope Assemblies
05 15 19 | Stainless-Steel Wire Rope Assemblies
05 16 00 | Structural Cabling
05 16 33 | Bridge Cabling
05 20 00 | Metal Joists
05 21 00 | Steel Joist Framing
05 21 13 | Deep Longspan Steel Joist Framing
05 21 16 | Longspan Steel Joist Framing
05 21 19 | Open Web Steel Joist Framing
05 21 23 | Steel Joist Girder Framing
05 25 00 | Aluminum Joist Framing
05 30 00 | Metal Decking
05 31 00 | Steel Decking
05 31 13 | Steel Floor Decking
05 31 23 | Steel Roof Decking
05 31 33 | Steel Form Decking
05 33 00 | Aluminum Decking
05 33 13 | Aluminum Floor Decking
05 33 23 | Aluminum Roof Decking
05 34 00 | Acoustical Metal Decking
05 35 00 | Raceway Decking Assemblies
05 36 00 | Composite Metal Decking
05 36 13 | Composite Steel Plate and Elastomer Decking
05 40 00 | Cold-Formed Metal Framing
05 41 00 | Structural Metal Stud Framing
05 42 00 | Cold-Formed Metal Joist Framing
05 42 13 | Cold-Formed Metal Floor Joist Framing
05 42 23 | Cold-Formed Metal Roof Joist Framing
05 43 00 | Slotted Channel Framing
05 44 00 | Cold-Formed Metal Trusses
05 45 00 | Metal Support Assemblies
05 45 13 | Mechanical Metal Supports
05 45 16 | Electrical Metal Supports
05 45 19 | Communications Metal Supports
05 45 23 | Healthcare Metal Supports
05 50 00 | Metal Fabrications
05 51 00 | Metal Stairs
05 51 13 | Metal Pan Stairs
05 51 16 | Metal Floor Plate Stairs
05 51 19 | Metal Grating Stairs
05 51 23 | Metal Fire Escapes
05 51 33 | Metal Ladders
05 51 33.13 | Vertical Metal Ladders
05 51 33.16 | Inclined Metal Ladders
05 51 33.23 | Alternating Tread Ladders
05 51 36 | Catwalks
05 51 36.13 | Metal Catwalks
05 52 00 | Metal Railings
05 52 13 | Pipe and Tube Railings
05 53 00 | Metal Gratings
05 54 00 | Metal Floor Plates
05 55 00 | Metal Stair Treads and Nosings
05 55 13 | Metal Stair Treads
05 55 16 | Metal Stair Nosings
05 56 00 | Metal Castings
05 58 00 | Formed Metal Fabrications
05 58 13 | Column Covers
05 58 16 | Formed Metal Enclosures
05 58 19 | Heating/Cooling Unit Covers
05 59 00 | Metal Specialties
05 59 63 | Detention Enclosures
05 60 00 | Unassigned
05 70 00 | Decorative Metal
05 71 00 | Decorative Metal Stairs
05 71 13 | Fabricated Metal Spiral Stairs
05 73 00 | Decorative Metal Railings
05 73 13 | Glazed Decorative Metal Railings
05 73 16 | Wire Rope Decorative Metal Railings
05 74 00 | Decorative Metal Castings
05 75 00 | Decorative Formed Metal
05 76 00 | Decorative Forged Metal
05 80 00 | Unassigned
05 90 00 | Unassigned
06 00 00 | Wood, Plastics, and Composites
06 01 00 | Maintenance of Wood, Plastics, and Composites
06 01 10 | Maintenance of Rough Carpentry
06 01 10.71 | Rough Carpentry Rehabilitation
06 01 10.91 | Rough Carpentry Restoration
06 01 10.92 | Rough Carpentry Preservation
06 01 20 | Maintenance of Finish Carpentry
06 01 20.71 | Finish Carpentry Rehabilitation
06 01 20.91 | Finish Carpentry Restoration
06 01 20.92 | Finish Carpentry Preservation
06 01 40 | Maintenance of Architectural Woodwork
06 01 40.51 | Architectural Woodwork Cleaning
06 01 40.61 | Architectural Woodwork Refinishing
06 01 40.91 | Architectural Woodwork Restoration
06 01 50 | Maintenance of Structural Plastics
06 01 60 | Maintenance of Plastic Fabrications
06 01 60.51 | Plastic Cleaning
06 01 60.71 | Plastic Rehabilitation
06 01 60.91 | Plastic Restoration
06 01 60.92 | Plastic Preservation
06 01 70 | Maintenance of Structural Composites
06 01 80 | Maintenance of Composite Assemblies
06 01 80.51 | Composite Cleaning
06 01 80.71 | Composite Rehabilitation
06 01 80.91 | Composite Restoration
06 01 80.92 | Composite Preservation
06 05 00 | Common Work Results for Wood, Plastics, and Composites
06 05 23 | Wood, Plastic, and Composite Fastenings
06 05 73 | Wood Treatment
06 05 73.13 | Fire-Retardant Wood Treatment
06 05 73.33 | Preservative Wood Treatment
06 05 73.91 | Long-Term Wood Treatment
06 05 73.93 | Eradication of Insects in Wood
06 05 73.96 | Antiseptic Treatment of Wood
06 05 83 | Shop-Applied Wood Coatings
06 06 00 | Schedules for Wood, Plastics, and Composites
06 06 10 | Schedules for Rough Carpentry
06 06 10.13 | Nailing Schedule
06 06 10.16 | Wood Beam Schedule
06 06 10.19 | Plywood Shear Wall Schedule
06 06 10.23 | Plywood Web Joist Schedule
06 06 10.26 | Wood Truss Schedule
06 06 20 | Schedules for Finish Carpentry
06 06 40 | Schedules for Architectural Woodwork
06 06 50 | Schedules for Structural Plastics
06 06 60 | Schedules for Plastic Fabrications
06 06 70 | Schedules for Structural Composites
06 06 80 | Schedules for Composite Assemblies
06 08 00 | Commissioning of Wood, Plastics, and Composites
06 10 00 | Rough Carpentry
06 10 53 | Miscellaneous Rough Carpentry
06 10 91 | Curved Wood Members
06 11 00 | Wood Framing
06 11 13 | Engineered Wood Products
06 11 16 | Mechanically Graded Lumber
06 12 00 | Structural Panels
06 12 13 | Cementitious Reinforced Panels
06 12 16 | Stressed Skin Panels
06 13 00 | Heavy Timber
06 13 13 | Log Construction
06 13 13.91 | Period Horizontal Log Work
06 13 16 | Pole Construction
06 13 23 | Heavy Timber Construction
06 13 33 | Heavy Timber Pier Construction
06 14 00 | Treated Wood Foundations
06 15 00 | Wood Decking
06 15 13 | Wood Floor Decking
06 15 13.91 | Carvel Planking
06 15 16 | Wood Roof Decking
06 15 19 | Timber Decking
06 15 23 | Laminated Wood Decking
06 15 33 | Wood Patio Decking
06 16 00 | Sheathing
06 16 13 | Insulating Sheathing
06 16 23 | Subflooring
06 16 26 | Underlayment
06 16 29 | Acoustical Underlayment
06 16 33 | Wood Board Sheathing
06 16 36 | Wood Panel Product Sheathing
06 16 43 | Gypsum Sheathing
06 16 53 | Moisture-Resistant Sheathing Board
06 16 63 | Cementitious Sheathing
06 17 00 | Shop-Fabricated Structural Wood
06 17 13 | Laminated Veneer Lumber
06 17 23 | Parallel Strand Lumber
06 17 33 | Wood I-Joists
06 17 36 | Metal-Web Wood Joists
06 17 43 | Rim Boards
06 17 53 | Shop-Fabricated Wood Trusses
06 18 00 | Glued-Laminated Construction
06 18 13 | Glued-Laminated Beams
06 18 16 | Glued-Laminated Columns
06 20 00 | Finish Carpentry
06 20 13 | Exterior Finish Carpentry
06 20 23 | Interior Finish Carpentry
06 22 00 | Millwork
06 22 13 | Standard Pattern Wood Trim
06 25 00 | Prefinished Paneling
06 25 13 | Prefinished Hardboard Paneling
06 25 16 | Prefinished Plywood Paneling
06 26 00 | Board Paneling
06 26 13 | Profile Board Paneling
06 30 00 | Unassigned
06 40 00 | Architectural Woodwork
06 40 13 | Exterior Architectural Woodwork
06 40 23 | Interior Architectural Woodwork
06 41 00 | Architectural Wood Casework
06 41 13 | Wood-Veneer-Faced Architectural Cabinets
06 41 16 | Plastic-Laminate-Clad Architectural Cabinets
06 42 00 | Wood Paneling
06 42 13 | Solid Lumber Paneling
06 42 16 | Wood-Veneer Paneling
06 42 19 | Plastic-Laminate-Faced Wood Paneling
06 43 00 | Wood Stairs and Railings
06 43 13 | Wood Stairs
06 43 16 | Wood Railings
06 44 00 | Ornamental Woodwork
06 44 13 | Wood Turnings
06 44 16 | Wood Pilasters
06 44 19 | Wood Grilles
06 44 23 | Wood Corbels
06 44 26 | Wood Cupolas
06 44 29 | Wood Finials
06 44 33 | Wood Mantels
06 44 36 | Wood Pediment Heads
06 44 39 | Wood Posts and Columns
06 46 00 | Wood Trim
06 46 13 | Wood Door and Window Casings
06 46 16 | Wood Aprons
06 46 19 | Wood Base and Shoe Moldings
06 46 23 | Wood Chair Rails
06 46 26 | Wood Cornices
06 46 29 | Wood Fascia and Soffits
06 46 33 | Wood Stops, Stools, and Sills
06 46 91 | Splicing of Wooden Components
06 48 00 | Wood Frames
06 48 13 | Exterior Wood Door Frames
06 48 16 | Interior Wood Door Frames
06 48 19 | Ornamental Wood Frames
06 48 23 | Stick-Built Wood Windows
06 48 26 | Wood-Veneer Frames
06 49 00 | Wood Screens and Exterior Wood Shutters
06 49 13 | Wood Screens
06 49 16 | Exterior Wood Blinds
06 49 19 | Exterior Wood Shutters
06 50 00 | Structural Plastics
06 51 00 | Structural Plastic Shapes and Plates
06 51 13 | Plastic Lumber
06 52 00 | Plastic Structural Assemblies
06 53 00 | Plastic Decking
06 53 13 | Solid Plastic Decking
06 60 00 | Plastic Fabrications
06 61 00 | Simulated Stone Fabrications
06 61 13 | Cultured Marble Fabrications
06 61 16 | Solid Surfacing Fabrications
06 61 19 | Quartz Surfacing Fabrications
06 63 00 | Plastic Railings
06 64 00 | Plastic Paneling
06 65 00 | Plastic Simulated Wood Trim
06 66 00 | Custom Ornamental Simulated Woodwork
06 70 00 | Structural Composites
06 71 00 | Structural Composite Shapes and Plates
06 71 13 | Composite Lumber
06 72 00 | Composite Structural Assemblies
06 72 13 | Composite Joist Assemblies
06 73 00 | Composite Decking
06 73 13 | Composite Structural Decking
06 80 00 | Composite Fabrications
06 81 00 | Composite Railings
06 82 00 | Glass-Fiber-Reinforced Plastic
06 90 00 | Unassigned
07 00 00 | Thermal and Moisture Protection
07 01 00 | Operation and Maintenance of Thermal and Moisture Protection
07 01 10 | Maintenance of Dampproofing and Waterproofing
07 01 10.81 | Waterproofing Replacement
07 01 20 | Maintenance of Thermal Protection
07 01 30 | Maintenance of Steep Slope Roofing
07 01 40 | Maintenance of Roofing and Siding Panels
07 01 50 | Maintenance of Membrane Roofing
07 01 50.13 | Roof Moisture Survey
07 01 50.16 | Roof Maintenance Program
07 01 50.19 | Preparation for Re-Roofing
07 01 50.23 | Roof Removal
07 01 50.61 | Roof Re-Coating
07 01 50.81 | Roof Replacement
07 01 50.91 | Roofing Restoration
07 01 60 | Maintenance of Flashing and Sheet Metal
07 01 60.71 | Flashing and Sheet Metal Rehabilitation
07 01 60.91 | Flashing and Sheet Metal Restoration
07 01 60.92 | Flashing and Sheet Metal Preservation
07 01 70 | Operation and Maintenance of Roof Specialties and Accessories
07 01 80 | Maintenance of Fire and Smoke Protection
07 01 90 | Maintenance of Joint Protection
07 01 90.71 | Joint Sealant Rehabilitation
07 01 90.81 | Joint Sealant Replacement
07 05 00 | Common Work Results for Thermal and Moisture Protection
07 06 00 | Schedules for Thermal and Moisture Protection
07 06 10 | Schedules for Dampproofing and Waterproofing
07 06 20 | Schedules for Thermal Protection
07 06 30 | Schedules for Steep Slope Roofing
07 06 40 | Schedules for Roofing and Siding Panels
07 06 50 | Schedules for Membrane Roofing
07 06 60 | Schedules for Flashing and Sheet Metal
07 06 70 | Schedules for Roof Specialties and Accessories
07 06 80 | Schedules for Fire and Smoke Protection
07 06 80.13 | Fireproofing Schedule
07 06 80.16 | Firestopping Schedule
07 06 90 | Schedules for Joint Protection
07 06 90.13 | Joint Sealant Schedule
07 08 00 | Commissioning of Thermal and Moisture Protection
07 10 00 | Dampproofing and Waterproofing
07 11 00 | Dampproofing
07 11 13 | Bituminous Dampproofing
07 11 16 | Cementitious Dampproofing
07 11 19 | Sheet Dampproofing
07 12 00 | Built-Up Bituminous Waterproofing
07 12 13 | Built-Up Asphalt Waterproofing
07 12 16 | Built-Up Coal Tar Waterproofing
07 13 00 | Sheet Waterproofing
07 13 13 | Bituminous Sheet Waterproofing
07 13 26 | Self-Adhering Sheet Waterproofing
07 13 52 | Modified Bituminous Sheet Waterproofing
07 13 53 | Elastomeric Sheet Waterproofing
07 13 54 | Thermoplastic Sheet Waterproofing
07 14 00 | Fluid-Applied Waterproofing
07 14 13 | Hot Fluid-Applied Rubberized Asphalt Waterproofing
07 14 16 | Cold Fluid-Applied Waterproofing
07 15 00 | Sheet Metal Waterproofing
07 16 00 | Cementitious and Reactive Waterproofing
07 16 13 | Polymer Modified Cement Waterproofing
07 16 16 | Crystalline Waterproofing
07 16 19 | Metal Oxide Waterproofing
07 17 00 | Bentonite Waterproofing
07 17 13 | Bentonite Panel Waterproofing
07 17 16 | Bentonite Composite Sheet Waterproofing
07 18 00 | Traffic Coatings
07 18 13 | Pedestrian Traffic Coatings
07 18 16 | Vehicular Traffic Coatings
07 19 00 | Water Repellents
07 19 13 | Acrylic Water Repellents
07 19 16 | Silane Water Repellents
07 19 19 | Silicone Water Repellents
07 19 23 | Siloxane Water Repellents
07 19 26 | Stearate Water Repellents
07 20 00 | Thermal Protection
07 21 00 | Thermal Insulation
07 21 13 | Board Insulation
07 21 13.13 | Foam Board Insulation
07 21 13.16 | Fibrous Board Insulation
07 21 13.19 | Mineral Board Insulation
07 21 16 | Blanket Insulation
07 21 19 | Foamed-in-Place Insulation
07 21 23 | Loose-Fill Insulation
07 21 26 | Blown Insulation
07 21 29 | Sprayed Insulation
07 22 00 | Roof and Deck Insulation
07 22 13 | Asphaltic Perlite Concrete Deck
07 22 16 | Roof Board Insulation
07 24 00 | Exterior Insulation and Finish Systems
07 24 13 | Polymer-Based Exterior Insulation and Finish System
07 24 16 | Polymer-Modified Exterior Insulation and Finish System
07 24 19 | Water-Drainage Exterior Insulation and Finish System
07 25 00 | Weather Barriers
07 26 00 | Vapor Retarders
07 26 13 | Above-Grade Vapor Retarders
07 26 16 | Below-Grade Vapor Retarders
07 26 23 | Below-Grade Gas Retarders
07 27 00 | Air Barriers
07 27 13 | Modified Bituminous Sheet Air Barriers
07 27 16 | Sheet Metal Membrane Air Barriers
07 27 19 | Plastic Sheet Air Barriers
07 27 23 | Board Product Air Barriers
07 27 26 | Fluid-Applied Membrane Air Barriers
07 30 00 | Steep Slope Roofing
07 30 91 | Canvas Roofing
07 31 00 | Shingles and Shakes
07 31 13 | Asphalt Shingles
07 31 13.13 | Fiberglass-Reinforced Asphalt Shingles
07 31 16 | Metal Shingles
07 31 19 | Mineral-Fiber Cement Shingles
07 31 23 | Porcelain Enamel Shingles
07 31 26 | Slate Shingles
07 31 29 | Wood Shingles and Shakes
07 31 29.13 | Wood Shingles
07 31 29.16 | Wood Shakes
07 31 33 | Composite Rubber Shingles
07 31 53 | Plastic Shakes
07 32 00 | Roof Tiles
07 32 13 | Clay Roof Tiles
07 32 16 | Concrete Roof Tiles
07 32 19 | Metal Roof Tiles
07 32 23 | Mineral-Fiber Cement Roof Tiles
07 32 26 | Plastic Roof Tiles
07 32 29 | Rubber Tiles/Panels
07 33 00 | Natural Roof Coverings
07 33 13 | Sod Roofing
07 33 16 | Thatched Roofing
07 33 63 | Vegetated Roofing
07 40 00 | Roofing and Siding Panels
07 41 00 | Roof Panels
07 41 13 | Metal Roof Panels
07 41 23 | Wood Roof Panels
07 41 33 | Plastic Roof Panels
07 41 43 | Composite Roof Panels
07 41 63 | Fabricated Roof Panel Assemblies
07 42 00 | Wall Panels
07 42 13 | Metal Wall Panels
07 42 23 | Wood Wall Panels
07 42 33 | Plastic Wall Panels
07 42 43 | Composite Wall Panels
07 42 63 | Fabricated Wall Panel Assemblies
07 44 00 | Faced Panels
07 44 13 | Aggregate Coated Panels
07 44 16 | Porcelain Enameled Faced Panels
07 44 19 | Tile-Faced Panels
07 44 23 | Ceramic-Tile-Faced Panels
07 44 53 | Glass-Fiber-Reinforced Cementitious Panels
07 44 56 | Mineral-Fiber-Reinforced Cementitious Panels
07 44 63 | Fabricated Faced Panel Assemblies
07 46 00 | Siding
07 46 16 | Aluminum Siding
07 46 19 | Steel Siding
07 46 23 | Wood Siding
07 46 26 | Hardboard Siding
07 46 29 | Plywood Siding
07 46 33 | Plastic Siding
07 46 43 | Composition Siding
07 46 46 | Mineral-Fiber Cement Siding
07 46 63 | Fabricated Panel Assemblies with Siding
07 50 00 | Membrane Roofing
07 51 00 | Built-Up Bituminous Roofing
07 51 13 | Built-Up Asphalt Roofing
07 51 13.13 | Cold-Applied Built-Up Asphalt Roofing
07 51 16 | Built-Up Coal Tar Roofing
07 51 23 | Glass-Fiber-Reinforced Asphalt Emulsion Roofing
07 52 00 | Modified Bituminous Membrane Roofing
07 52 13 | Atactic-Polypropylene-Modified Bituminous Membrane Roofing
07 52 16 | Styrene-Butadiene-Styrene Modified Bituminous Membrane Roofing
07 52 19 | Self-Adhering Modified Bituminous Membrane Roofing
07 53 00 | Elastomeric Membrane Roofing
07 53 13 | Chlorinated-Polyethylene Roofing
07 53 16 | Chlorosulfonate-Polyethylene Roofing
07 53 23 | Ethylene-Propylene-Diene-Monomer Roofing
07 53 29 | Polyisobutylene Roofing
07 54 00 | Thermoplastic Membrane Roofing
07 54 13 | Copolymer-Alloy Roofing
07 54 16 | Ethylene-Interpolymer Roofing
07 54 19 | Polyvinyl-Chloride Roofing
07 54 23 | Thermoplastic-Polyolefin Roofing
07 54 26 | Nitrile-Butadiene-Polymer Roofing
07 55 00 | Protected Membrane Roofing
07 55 51 | Built-Up Bituminous Protected Membrane Roofing
07 55 52 | Modified Bituminous Protected Membrane Roofing
07 55 53 | Elastomeric Protected Membrane Roofing
07 55 54 | Thermoplastic Protected Membrane Roofing
07 55 56 | Fluid-Applied Protected Membrane Roofing
07 55 56.13 | Hot-Applied Rubberized Asphalt Protected Membrane Roofing
07 55 63 | Vegetated Protected Membrane Roofing
07 56 00 | Fluid-Applied Roofing
07 57 00 | Coated Foamed Roofing
07 57 13 | Sprayed Polyurethane Foam Roofing
07 58 00 | Roll Roofing
07 60 00 | Flashing and Sheet Metal
07 61 00 | Sheet Metal Roofing
07 61 13 | Standing Seam Sheet Metal Roofing
07 61 16 | Batten Seam Sheet Metal Roofing
07 61 19 | Flat Seam Sheet Metal Roofing
07 61 91 | Tinplate and Ternplate Roofing
07 62 00 | Sheet Metal Flashing and Trim
07 63 00 | Sheet Metal Roofing Specialties
07 65 00 | Flexible Flashing
07 65 13 | Laminated Sheet Flashing
07 65 16 | Modified Bituminous Sheet Flashing
07 65 19 | Plastic Sheet Flashing
07 65 23 | Rubber Sheet Flashing
07 65 26 | Self-Adhering Sheet Flashing
07 70 00 | Roof and Wall Specialties and Accessories
07 71 00 | Roof Specialties
07 71 13 | Manufactured Copings
07 71 16 | Manufactured Counterflashing Systems
07 71 19 | Manufactured Gravel Stops and Facias
07 71 23 | Manufactured Gutters and Downspouts
07 71 26 | Reglets
07 71 29 | Manufactured Roof Expansion Joints
07 71 33 | Manufactured Scuppers
07 72 00 | Roof Accessories
07 72 13 | Manufactured Curbs
07 72 23 | Relief Vents
07 72 26 | Ridge Vents
07 72 33 | Roof Hatches
07 72 36 | Smoke Vents
07 72 43 | Roof Walk Boards
07 72 46 | Roof Walkways
07 72 53 | Snow Guards
07 72 63 | Waste Containment Assemblies
07 76 00 | Roof Pavers
07 76 13 | Roof Ballast Pavers
07 76 16 | Roof Decking Pavers
07 77 00 | Wall Specialties
07 80 00 | Fire and Smoke Protection
07 81 00 | Applied Fireproofing
07 81 13 | Cement Aggregate Fireproofing
07 81 16 | Cementitious Fireproofing
07 81 19 | Foamed Magnesium-Oxychloride Fireproofing
07 81 23 | Intumescent Mastic Fireproofing
07 81 26 | Magnesium Cement Fireproofing
07 81 29 | Mineral-Fiber Cementitious Fireproofing
07 81 33 | Mineral-Fiber Fireproofing
07 82 00 | Board Fireproofing
07 82 13 | Calcium-Silicate Board Fireproofing
07 82 16 | Slag-Fiber Board Fireproofing
07 84 00 | Firestopping
07 84 13 | Penetration Firestopping
07 84 13.13 | Penetration Firestopping Mortars
07 84 13.16 | Penetration Firestopping Devices
07 84 16 | Annular Space Protection
07 84 23 | Silicone Firestopping Foams
07 84 26 | Thermal Barriers for Plastics
07 84 43 | Fire-Resistant Joint Sealants
07 84 53 | Building Perimeter Firestopping
07 84 56 | Fire Safing
07 84 56.13 | Fibrous Fire Safing
07 86 00 | Smoke Seals
07 87 00 | Smoke Containment Barriers
07 90 00 | Joint Protection
07 91 00 | Preformed Joint Seals
07 91 13 | Compression Seals
07 91 16 | Joint Gaskets
07 91 23 | Backer Rods
07 91 26 | Joint Fillers
07 92 00 | Joint Sealants
07 92 13 | Elastomeric Joint Sealants
07 92 16 | Rigid Joint Sealants
07 92 19 | Acoustical Joint Sealants
07 95 00 | Expansion Control
07 95 13 | Expansion Joint Cover Assemblies
07 95 53 | Joint Slide Bearings
07 95 63 | Bridge Expansion Joint Cover Assemblies
08 00 00 | Openings
08 01 00 | Operation and Maintenance of Openings
08 01 10 | Operation and Maintenance of Doors and Frames
08 01 11 | Operation and Maintenance of Metal Doors and Frames
08 01 14 | Operation and Maintenance of Wood Doors
08 01 15 | Operation and Maintenance of Plastic Doors
08 01 16 | Operation and Maintenance of Composite Doors
08 01 17 | Operation and Maintenance of Integrated Door Opening Assemblies
08 01 30 | Operation and Maintenance of Specialty Doors and Frames
08 01 32 | Operation and Maintenance of Sliding Glass Doors
08 01 33 | Operation and Maintenance of Coiling Doors and Grilles
08 01 34 | Operation and Maintenance of Special Function Doors
08 01 35 | Operation and Maintenance of Folding Doors and Grilles
08 01 36 | Operation and Maintenance of Panel Doors
08 01 39 | Operation and Maintenance of Traffic Doors
08 01 40 | Operation and Maintenance of Entrances, Storefronts, and Curtain Walls
08 01 41 | Operation and Maintenance of Entrances
08 01 42 | Operation and Maintenance of Storefronts
08 01 44 | Operation and Maintenance of Curtain Walls
08 01 50 | Operation and Maintenance of Windows
08 01 51 | Operation and Maintenance of Metal Windows
08 01 52 | Operation and Maintenance of Wood Windows
08 01 52.61 | Wood Window Repairs
08 01 52.71 | Wood Window Rehabilitation
08 01 52.81 | Wood Window Replacement
08 01 52.91 | Wood Window Restoration
08 01 52.93 | Historic Treatment of Wood Windows
08 01 53 | Operation and Maintenance of Plastic Windows
08 01 54 | Operation and Maintenance of Composite Windows
08 01 56 | Operation and Maintenance of Special Function Windows
08 01 60 | Operation and Maintenance of Skylights and Roof Windows
08 01 61 | Operation and Maintenance of Roof Windows
08 01 62 | Operation and Maintenance of Unit Skylights
08 01 63 | Operation and Maintenance of Metal-Framed Skylights
08 01 64 | Operation and Maintenance of Plastic-Framed Skylights
08 01 70 | Operation and Maintenance of Hardware
08 01 71 | Operation and Maintenance of Door Hardware
08 01 74 | Operation and Maintenance of Access Control Hardware
08 01 75 | Operation and Maintenance of Window Hardware
08 01 80 | Maintenance of Glazing
08 01 81 | Maintenance of Glass Glazing
08 01 84 | Maintenance of Plastic Glazing
08 01 88 | Maintenance of Special Function Glazing
08 01 90 | Operation and Maintenance of Louvers and Vents
08 01 91 | Operation and Maintenance of Louvers
08 01 92 | Operation and Maintenance of Louvered Equipment Enclosures
08 01 95 | Operation and Maintenance of Vents
08 05 00 | Common Work Results for Openings
08 06 00 | Schedules for Openings
08 06 10 | Door Schedule
08 06 10.13 | Door Type Schedule
08 06 10.16 | Frame Type Schedule
08 06 40 | Schedules for Entrances, Storefronts, and Curtain Walls
08 06 41 | Entrance Schedule
08 06 42 | Storefront Schedule
08 06 50 | Window Schedule
08 06 60 | Skylight Schedule
08 06 70 | Hardware Schedule
08 06 71 | Door Hardware Schedule
08 06 80 | Glazing Schedule
08 06 90 | Louver and Vent Schedule
08 08 00 | Commissioning of Openings
08 10 00 | Doors and Frames
08 11 00 | Metal Doors and Frames
08 11 13 | Hollow Metal Doors and Frames
08 11 13.13 | Standard Hollow Metal Doors and Frames
08 11 13.16 | Custom Hollow Metal Doors and Frames
08 11 16 | Aluminum Doors and Frames
08 11 19 | Stainless-Steel Doors and Frames
08 11 23 | Bronze Doors and Frames
08 11 63 | Metal Screen and Storm Doors and Frames
08 11 63.13 | Steel Screen and Storm Doors and Frames
08 11 63.23 | Aluminum Screen and Storm Doors and Frames
08 11 66 | Metal Screen Doors and Frames
08 11 66.13 | Steel Screen Doors and Frames
08 11 66.23 | Aluminum Screen Doors and Frames
08 11 69 | Metal Storm Doors and Frames
08 11 69.13 | Steel Storm Doors and Frames
08 11 69.23 | Aluminum Storm Doors and Frames
08 11 73 | Sliding Metal Firedoors
08 11 74 | Sliding Metal Grilles
08 12 00 | Metal Frames
08 12 13 | Hollow Metal Frames
08 12 13.13 | Standard Hollow Metal Frames
08 12 13.53 | Custom Hollow Metal Frames
08 12 16 | Aluminum Frames
08 12 19 | Stainless-Steel Frames
08 12 23 | Bronze Frames
08 13 00 | Metal Doors
08 13 13 | Hollow Metal Doors
08 13 13.13 | Standard Hollow Metal Doors
08 13 13.53 | Custom Hollow Metal Doors
08 13 16 | Aluminum Doors
08 13 19 | Stainless-Steel Doors
08 13 23 | Bronze Doors
08 13 73 | Sliding Metal Doors
08 13 76 | Bifolding Metal Doors
08 14 00 | Wood Doors
08 14 13 | Carved Wood Doors
08 14 16 | Flush Wood Doors
08 14 23 | Clad Wood Doors
08 14 23.13 | Metal-Faced Wood Doors
08 14 23.16 | Plastic-Laminate-Faced Wood Doors
08 14 23.19 | Molded-Hardboard-Faced Wood Doors
08 14 29 | Prefinished Wood Doors
08 14 33 | Stile and Rail Wood Doors
08 14 66 | Wood Screen Doors
08 14 69 | Wood Storm Doors
08 14 73 | Sliding Wood Doors
08 14 76 | Bifolding Wood Doors
08 15 00 | Plastic Doors
08 15 13 | Laminated Plastic Doors
08 15 16 | Solid Plastic Doors
08 15 66 | Plastic Screen Doors
08 15 69 | Plastic Storm Doors
08 15 73 | Sliding Plastic Doors
08 15 76 | Bifolding Plastic Doors
08 16 00 | Composite Doors
08 16 13 | Fiberglass Doors
08 16 73 | Sliding Composite Doors
08 16 76 | Bifolding Composite Doors
08 17 00 | Integrated Door Opening Assemblies
08 17 13 | Integrated Metal Door Opening Assemblies
08 17 23 | Integrated Wood Door Opening Assemblies
08 17 33 | Integrated Plastic Door Opening Assemblies
08 17 43 | Integrated Composite Door Opening Assemblies
08 20 00 | Unassigned
08 30 00 | Specialty Doors and Frames
08 31 00 | Access Doors and Panels
08 31 13 | Access Doors and Frames
08 31 13.53 | Security Access Doors and Frames
08 31 16 | Access Panels and Frames
08 32 00 | Sliding Glass Doors
08 32 13 | Sliding Aluminum-Framed Glass Doors
08 32 16 | Sliding Plastic-Framed Glass Doors
08 32 19 | Sliding Wood-Framed Glass Doors
08 33 00 | Coiling Doors and Grilles
08 33 13 | Coiling Counter Doors
08 33 16 | Coiling Counter Grilles
08 33 23 | Overhead Coiling Doors
08 33 26 | Overhead Coiling Grilles
08 33 33 | Side Coiling Doors
08 33 36 | Side Coiling Grilles
08 34 00 | Special Function Doors
08 34 13 | Cold Storage Doors
08 34 16 | Hangar Doors
08 34 19 | Industrial Doors
08 34 33 | Lightproof Doors
08 34 36 | Darkroom Doors
08 34 46 | Radio-Frequency-Interference Shielding Doors
08 34 49 | Radiation Shielding Doors and Frames
08 34 49.13 | Neutron Shielding Doors and Frames
08 34 53 | Security Doors and Frames
08 34 56 | Security Gates
08 34 59 | Vault Doors and Day Gates
08 34 63 | Detention Doors and Frames
08 34 63.13 | Steel Detention Doors and Frames
08 34 63.16 | Steel Plate Detention Doors and Frames
08 34 63.33 | Detention Door Frame Protection
08 34 73 | Sound Control Door Assemblies
08 35 00 | Folding Doors and Grilles
08 35 13 | Folding Doors
08 35 13.13 | Accordion Folding Doors
08 35 13.23 | Folding Fire Doors
08 35 13.33 | Panel Folding Doors
08 35 16 | Folding Grilles
08 35 16.13 | Accordion Folding Grilles
08 36 00 | Panel Doors
08 36 13 | Sectional Doors
08 36 16 | Single-Panel Doors
08 36 19 | Multi-Leaf Vertical Lift Doors
08 36 23 | Telescoping Vertical Lift Doors
08 38 00 | Traffic Doors
08 38 13 | Flexible Strip Doors
08 38 16 | Flexible Traffic Doors
08 38 19 | Rigid Traffic Doors
08 39 00 | Pressure-Resistant Doors
08 39 13 | Airtight Doors
08 39 19 | Watertight Doors
08 39 53 | Blast-Resistant Doors
08 40 00 | Entrances, Storefronts, and Curtain Walls
08 41 00 | Entrances and Storefronts
08 41 13 | Aluminum-Framed Entrances and Storefronts
08 41 16 | Bronze-Framed Entrances and Storefronts
08 41 19 | Stainless-Steel-Framed Entrances and Storefronts
08 41 23 | Steel-Framed Entrances and Storefronts
08 41 26 | All-Glass Entrances and Storefronts
08 42 00 | Entrances
08 42 26 | All-Glass Entrances
08 42 29 | Automatic Entrances
08 42 29.13 | Folding Automatic Entrances
08 42 29.23 | Sliding Automatic Entrances
08 42 29.33 | Swinging Automatic Entrances
08 42 33 | Revolving Door Entrances
08 42 33.13 | Security Revolving Door Entrances
08 42 36 | Balanced Door Entrances
08 42 39 | Pressure-Resistant Entrances
08 42 43 | Intensive Care Unit/Critical Care Unit Entrances
08 43 00 | Storefronts
08 43 13 | Aluminum-Framed Storefronts
08 43 16 | Bronze-Framed Storefronts
08 43 19 | Stainless-Steel-Framed Storefronts
08 43 23 | Steel-Framed Storefronts
08 43 26 | All-Glass Storefronts
08 43 29 | Sliding Storefronts
08 44 00 | Curtain Wall and Glazed Assemblies
08 44 13 | Glazed Aluminum Curtain Walls
08 44 16 | Glazed Bronze Curtain Walls
08 44 19 | Glazed Stainless-Steel Curtain Walls
08 44 26 | Structural Glass Curtain Walls
08 44 26.13 | Structural Sealant Glazed Assemblies
08 44 33 | Sloped Glazing Assemblies
08 45 00 | Translucent Wall and Roof Assemblies
08 45 13 | Structured-Polycarbonate-Panel Assemblies
08 45 23 | Fiberglass-Sandwich-Panel Assemblies
08 50 00 | Windows
08 51 00 | Metal Windows
08 51 13 | Aluminum Windows
08 51 16 | Bronze Windows
08 51 19 | Stainless-Steel Windows
08 51 23 | Steel Windows
08 51 66 | Metal Window Screens
08 51 69 | Metal Storm Windows
08 52 00 | Wood Windows
08 52 13 | Metal-Clad Wood Windows
08 52 16 | Plastic-Clad Wood Windows
08 52 66 | Wood Window Screens
08 52 69 | Wood Storm Windows
08 53 00 | Plastic Windows
08 53 13 | Vinyl Windows
08 53 66 | Vinyl Window Screens
08 53 69 | Vinyl Storm Windows
08 54 00 | Composite Windows
08 54 13 | Fiberglass Windows
08 54 66 | Fiberglass Window Screens
08 54 69 | Fiberglass Storm Windows
08 55 00 | Pressure-Resistant Windows
08 56 00 | Special Function Windows
08 56 19 | Pass Windows
08 56 46 | Radio-Frequency-Interference Shielding Windows
08 56 49 | Radiation Shielding Windows
08 56 53 | Security Windows
08 56 56 | Security Window Screens
08 56 59 | Service and Teller Window Units
08 56 63 | Detention Windows
08 56 66 | Detention Window Screens
08 56 73 | Sound Control Windows
08 60 00 | Roof Windows and Skylights
08 61 00 | Roof Windows
08 61 13 | Metal Roof Windows
08 61 16 | Wood Roof Windows
08 62 00 | Unit Skylights
08 62 13 | Domed Unit Skylights
08 62 16 | Pyramidal Unit Skylights
08 62 19 | Vaulted Unit Skylights
08 63 00 | Metal-Framed Skylights
08 63 13 | Domed Metal-Framed Skylights
08 63 16 | Pyramidal Metal-Framed Skylights
08 63 19 | Vaulted Metal-Framed Skylights
08 63 23 | Ridge Metal-Framed Skylights
08 63 53 | Motorized Metal-Framed Skylights
08 64 00 | Plastic-Framed Skylights
08 67 00 | Skylight Protection and Screens
08 70 00 | Hardware
08 71 00 | Door Hardware
08 71 13 | Automatic Door Operators
08 71 53 | Security Door Hardware
08 71 63 | Detention Door Hardware
08 74 00 | Access Control Hardware
08 74 13 | Card Key Access Control Hardware
08 74 16 | Keypad Access Control Hardware
08 74 19 | Biometric Identity Access Control Hardware
08 75 00 | Window Hardware
08 75 13 | Automatic Window Equipment
08 75 16 | Window Operators
08 78 00 | Special Function Hardware
08 79 00 | Hardware Accessories
08 79 13 | Key Storage Equipment
08 80 00 | Glazing
08 81 00 | Glass Glazing
08 81 13 | Decorative Glass Glazing
08 83 00 | Mirrors
08 83 13 | Mirrored Glass Glazing
08 83 16 | Mirrored Plastic Glazing
08 84 00 | Plastic Glazing
08 84 13 | Decorative Plastic Glazing
08 85 00 | Glazing Accessories
08 87 00 | Glazing Surface Films
08 87 13 | Solar Control Films
08 87 16 | Safety Films
08 87 53 | Security Films
08 88 00 | Special Function Glazing
08 88 19 | Hurricane-Resistant Glazing
08 88 23 | Cable Suspended Glazing
08 88 33 | Transparent Mirrored Glazing
08 88 39 | Pressure-Resistant Glazing
08 88 49 | Radiation-Resistant Glazing
08 88 53 | Security Glazing
08 88 56 | Ballistics-Resistant Glazing
08 90 00 | Louvers and Vents
08 91 00 | Louvers
08 91 13 | Motorized Wall Louvers
08 91 16 | Operable Wall Louvers
08 91 19 | Fixed Louvers
08 91 26 | Door Louvers
08 92 00 | Louvered Equipment Enclosures
08 95 00 | Vents
08 95 13 | Soffit Vents
08 95 16 | Wall Vents
09 00 00 | Finishes
09 01 00 | Maintenance of Finishes
09 01 20 | Maintenance of Plaster and Gypsum Board
09 01 20.91 | Plaster Restoration
09 01 30 | Maintenance of Tiling
09 01 30.91 | Tile Restoration
09 01 50 | Maintenance of Ceilings
09 01 60 | Maintenance of Flooring
09 01 60.91 | Flooring Restoration
09 01 70 | Maintenance of Wall Finishes
09 01 70.91 | Wall Finish Restoration
09 01 80 | Maintenance of Acoustic Treatment
09 01 90 | Maintenance of Painting and Coating
09 01 90.51 | Paint Cleaning
09 01 90.52 | Maintenance Repainting
09 01 90.53 | Maintenance Coatings
09 01 90.61 | Repainting
09 01 90.91 | Paint Restoration
09 01 90.92 | Coating Restoration
09 01 90.93 | Paint Preservation
09 05 00 | Common Work Results for Finishes
09 05 13 | Common Finishes
09 06 00 | Schedules for Finishes
09 06 00.13 | Room Finish Schedule
09 06 20 | Schedules for Plaster and Gypsum Board
09 06 30 | Schedules for Tiling
09 06 50 | Schedules for Ceilings
09 06 60 | Schedules for Flooring
09 06 70 | Schedules for Wall Finishes
09 06 80 | Schedules for Acoustical Treatment
09 06 90 | Schedules for Painting and Coating
09 06 90.13 | Paint Schedule
09 08 00 | Commissioning of Finishes
09 10 00 | Unassigned
09 20 00 | Plaster and Gypsum Board
09 21 00 | Plaster and Gypsum Board Assemblies
09 21 13 | Plaster Assemblies
09 21 16 | Gypsum Board Assemblies
09 21 16.23 | Gypsum Board Shaft Wall Assemblies
09 21 16.33 | Gypsum Board Area Separation Wall Assemblies
09 22 00 | Supports for Plaster and Gypsum Board
09 22 13 | Metal Furring
09 22 13.13 | Metal Channel Furring
09 22 13.23 | Resilient Channel Furring
09 22 16 | Non-Structural Metal Framing
09 22 16.13 | Non-Structural Metal Stud Framing
09 22 26 | Suspension Systems
09 22 26.23 | Metal Suspension Systems
09 22 26.33 | Plastic Suspension Systems
09 22 36 | Lath
09 22 36.13 | Gypsum Lath
09 22 36.23 | Metal Lath
09 22 39 | Veneer Plaster Base
09 23 00 | Gypsum Plastering
09 23 13 | Acoustical Gypsum Plastering
09 23 82 | Fireproof Gypsum Plastering
09 24 00 | Portland Cement Plastering
09 24 13 | Adobe Finish
09 24 23 | Portland Cement Stucco
09 24 33 | Portland Cement Parging
09 25 00 | Other Plastering
09 25 13 | Acrylic Plastering
09 25 13.13 | Acrylic Plaster Finish
09 25 23 | Lime Based Plastering
09 26 00 | Veneer Plastering
09 26 13 | Gypsum Veneer Plastering
09 27 00 | Plaster Fabrications
09 27 13 | Glass-Fiber-Reinforced Plaster Fabrications
09 27 23 | Simulated Plaster Fabrications
09 28 00 | Backing Boards and Underlayments
09 28 13 | Cementitious Backing Boards
09 28 16 | Glass-Mat Faced Gypsum Backing Boards
09 28 19 | Fibered Gypsum Backing Boards
09 29 00 | Gypsum Board
09 29 82 | Gypsum Board Fireproofing
09 30 00 | Tiling
09 30 13 | Ceramic Tiling
09 30 16 | Quarry Tiling
09 30 19 | Paver Tiling
09 30 23 | Glass Mosaic Tiling
09 30 26 | Plastic Tiling
09 30 29 | Metal Tiling
09 30 33 | Stone Tiling
09 31 00 | Thin-Set Tiling
09 31 13 | Thin-Set Ceramic Tiling
09 31 16 | Thin-Set Quarry Tiling
09 31 19 | Thin-Set Paver Tiling
09 31 23 | Thin-Set Glass Mosaic Tiling
09 31 26 | Thin-Set Plastic Tiling
09 31 29 | Thin-Set Metal Tiling
09 31 33 | Thin-Set Stone Tiling
09 32 00 | Mortar-Bed Tiling
09 32 13 | Mortar-Bed Ceramic Tiling
09 32 16 | Mortar-Bed Quarry Tiling
09 32 19 | Mortar-Bed Paver Tiling
09 32 23 | Mortar-Bed Glass Mosaic Tiling
09 32 26 | Mortar-Bed Plastic Tiling
09 32 29 | Mortar-Bed Metal Tiling
09 32 33 | Mortar-Bed Stone Tiling
09 33 00 | Conductive Tiling
09 33 13 | Conductive Ceramic Tiling
09 33 16 | Conductive Quarry Tiling
09 33 19 | Conductive Paver Tiling
09 33 23 | Conductive Glass Mosaic Tiling
09 33 26 | Conductive Plastic Tiling
09 33 29 | Conductive Metal Tiling
09 33 33 | Conductive Stone Tiling
09 34 00 | Waterproofing-Membrane Tiling
09 34 13 | Waterproofing-Membrane Ceramic Tiling
09 34 16 | Waterproofing-Membrane Quarry Tiling
09 34 19 | Waterproofing-Membrane Paver Tiling
09 34 23 | Waterproofing-Membrane Glass Mosaic Tiling
09 34 26 | Waterproofing-Membrane Plastic Tiling
09 34 29 | Waterproofing-Membrane Metal Tiling
09 34 33 | Waterproofing-Membrane Stone Tiling
09 35 00 | Chemical-Resistant Tiling
09 35 13 | Chemical-Resistant Ceramic Tiling
09 35 16 | Chemical-Resistant Quarry Tiling
09 35 19 | Chemical-Resistant Paver Tiling
09 35 23 | Chemical-Resistant Glass Mosaic Tiling
09 35 26 | Chemical-Resistant Plastic Tiling
09 35 29 | Chemical-Resistant Metal Tiling
09 35 33 | Chemical-Resistant Stone Tiling
09 40 00 | Unassigned
09 50 00 | Ceilings
09 51 00 | Acoustical Ceilings
09 51 13 | Acoustical Panel Ceilings
09 51 23 | Acoustical Tile Ceilings
09 51 33 | Acoustical Metal Pan Ceilings
09 51 33.13 | Acoustical Snap-in Metal Pan Ceilings
09 51 53 | Direct-Applied Acoustical Ceilings
09 53 00 | Acoustical Ceiling Suspension Assemblies
09 53 13 | Curved Profile Ceiling Suspension Assemblies
09 53 23 | Metal Acoustical Ceiling Suspension Assemblies
09 53 33 | Plastic Acoustical Ceiling Suspension Assemblies
09 54 00 | Specialty Ceilings
09 54 13 | Open Metal Mesh Ceilings
09 54 16 | Luminous Ceilings
09 54 19 | Mirror Panel Ceilings
09 54 23 | Linear Metal Ceilings
09 54 26 | Linear Wood Ceilings
09 54 33 | Decorative Panel Ceilings
09 54 36 | Suspended Decorative Grids
09 54 43 | Stretched-Fabric Ceiling Systems
09 54 46 | Fabric-Wrapped Ceiling Panels
09 56 00 | Textured Ceilings
09 56 13 | Gypsum-Panel Textured Ceilings
09 56 16 | Metal-Panel Textured Ceilings
09 57 00 | Special Function Ceilings
09 57 53 | Security Ceiling Assemblies
09 58 00 | Integrated Ceiling Assemblies
09 60 00 | Flooring
09 61 00 | Flooring Treatment
09 61 13 | Slip-Resistant Flooring Treatment
09 61 36 | Static-Resistant Flooring Treatment
09 62 00 | Specialty Flooring
09 62 13 | Asphaltic Plank Flooring
09 62 19 | Laminate Flooring
09 62 23 | Bamboo Flooring
09 62 26 | Leather Flooring
09 62 29 | Cork Flooring
09 62 35 | Acid-Resistant Flooring
09 62 48 | Acoustic Flooring
09 63 00 | Masonry Flooring
09 63 13 | Brick Flooring
09 63 13.35 | Chemical-Resistant Brick Flooring
09 63 40 | Stone Flooring
09 63 43 | Composition Stone Flooring
09 64 00 | Wood Flooring
09 64 16 | Wood Block Flooring
09 64 19 | Wood Composition Flooring
09 64 23 | Wood Parquet Flooring
09 64 23.13 | Acrylic-Impregnated Wood Parquet Flooring
09 64 29 | Wood Strip and Plank Flooring
09 64 33 | Laminated Wood Flooring
09 64 53 | Resilient Wood Flooring Assemblies
09 64 66 | Wood Athletic Flooring
09 65 00 | Resilient Flooring
09 65 13 | Resilient Base and Accessories
09 65 13.13 | Resilient Base
09 65 13.23 | Resilient Stair Treads and Risers
09 65 13.26 | Resilient Stair Nosings
09 65 13.33 | Resilient Accessories
09 65 13.36 | Resilient Carpet Transitions
09 65 16 | Resilient Sheet Flooring
09 65 16.13 | Linoleum Flooring
09 65 19 | Resilient Tile Flooring
09 65 33 | Conductive Resilient Flooring
09 65 36 | Static-Control Resilient Flooring
09 65 36.13 | Static-Dissipative Resilient Flooring
09 65 36.16 | Static-Resistant Resilient Flooring
09 65 66 | Resilient Athletic Flooring
09 66 00 | Terrazzo Flooring
09 66 13 | Portland Cement Terrazzo Flooring
09 66 13.13 | Sand Cushion Terrazzo Flooring
09 66 13.16 | Monolithic Terrazzo Flooring
09 66 13.19 | Bonded Terrazzo Flooring
09 66 13.23 | Palladina Terrazzo Flooring
09 66 13.26 | Rustic Terrazzo Flooring
09 66 13.33 | Structural Terrazzo Flooring
09 66 16 | Terrazzo Floor Tile
09 66 16.13 | Portland Cement Terrazzo Floor Tile
09 66 16.16 | Plastic-Matrix Terrazzo Floor Tile
09 66 23 | Resinous Matrix Terrazzo Flooring
09 66 23.13 | Polyacrylate Modified Cementitious Terrazzo Flooring
09 66 23.16 | Epoxy-Resin Terrazzo Flooring
09 66 23.19 | Polyester-Resin Terrazzo Flooring
09 66 33 | Conductive Terrazzo Flooring
09 66 33.13 | Conductive Epoxy-Resin Terrazzo
09 66 33.16 | Conductive Polyester-Resin Terrazzo Flooring
09 66 33.19 | Conductive Plastic-Matrix Terrazzo Flooring
09 67 00 | Fluid-Applied Flooring
09 67 13 | Elastomeric Liquid Flooring
09 67 13.33 | Conductive Elastomeric Liquid Flooring
09 67 16 | Epoxy-Marble Chip Flooring
09 67 19 | Magnesium-Oxychloride Flooring
09 67 23 | Resinous Flooring
09 67 26 | Quartz Flooring
09 67 66 | Fluid-Applied Athletic Flooring
09 68 00 | Carpeting
09 68 13 | Tile Carpeting
09 68 16 | Sheet Carpeting
09 69 00 | Access Flooring
09 69 13 | Rigid-Grid Access Flooring
09 69 16 | Snap-on Stringer Access Flooring
09 69 19 | Stringerless Access Flooring
09 69 53 | Access Flooring Accessories
09 69 56 | Access Flooring Stairs and Stringers
09 70 00 | Wall Finishes
09 72 00 | Wall Coverings
09 72 13 | Cork Wall Coverings
09 72 16 | Vinyl-Coated Fabric Wall Coverings
09 72 16.13 | Flexible Vinyl Wall Coverings
09 72 16.16 | Rigid-Sheet Vinyl Wall Coverings
09 72 19 | Textile Wall Coverings
09 72 23 | Wallpapering
09 73 00 | Wall Carpeting
09 74 00 | Flexible Wood Sheets
09 74 13 | Wood Wall Coverings
09 74 16 | Flexible Wood Veneers
09 75 00 | Stone Facing
09 76 00 | Plastic Blocks
09 77 00 | Special Wall Surfacing
09 77 13 | Stretched-Fabric Wall Systems
09 77 23 | Fabric-Wrapped Panels
09 80 00 | Acoustic Treatment
09 81 00 | Acoustic Insulation
09 81 13 | Acoustic Board Insulation
09 81 16 | Acoustic Blanket Insulation
09 81 29 | Sprayed Acoustic Insulation
09 83 00 | Acoustic Finishes
09 83 13 | Acoustic Wall Coating
09 83 16 | Acoustic Ceiling Coating
09 83 22 | Acoustic Drapery
09 84 00 | Acoustic Room Components
09 84 13 | Fixed Sound-Absorptive Panels
09 84 16 | Fixed Sound-Reflective Panels
09 84 23 | Moveable Sound-Absorptive Panels
09 84 26 | Moveable Sound-Reflective Panels
09 84 33 | Sound-Absorbing Wall Units
09 84 36 | Sound-Absorbing Ceiling Units
09 90 00 | Painting and Coating
09 91 00 | Painting
09 91 13 | Exterior Painting
09 91 23 | Interior Painting
09 93 00 | Staining and Transparent Finishing
09 93 13 | Exterior Staining and Finishing
09 93 13.13 | Exterior Staining
09 93 13.53 | Exterior Finishing
09 93 23 | Interior Staining and Finishing
09 93 23.13 | Interior Staining
09 93 23.53 | Interior Finishing
09 94 00 | Decorative Finishing
09 94 13 | Textured Finishing
09 94 16 | Faux Finishing
09 94 19 | Multicolor Interior Finishing
09 96 00 | High-Performance Coatings
09 96 13 | Abrasion-Resistant Coatings
09 96 23 | Graffiti-Resistant Coatings
09 96 26 | Marine Coatings
09 96 33 | High-Temperature-Resistant Coatings
09 96 35 | Chemical-Resistant Coatings
09 96 43 | Fire-Retardant Coatings
09 96 46 | Intumescent Painting
09 96 53 | Elastomeric Coatings
09 96 56 | Epoxy Coatings
09 96 59 | High-Build Glazed Coatings
09 96 63 | Textured Plastic Coatings
09 96 66 | Aggregate Wall Coatings
09 97 00 | Special Coatings
09 97 13 | Steel Coatings
09 97 13.13 | Interior Steel Coatings
09 97 13.23 | Exterior Steel Coatings
09 97 23 | Concrete and Masonry Coatings
09 97 26 | Cementitious Coatings
09 97 26.13 | Interior Cementitious Coatings
09 97 26.23 | Exterior Cementitious Coatings
10 00 00 | Specialties
10 01 00 | Operation and Maintenance of Specialties
10 01 10 | Operation and Maintenance of Information Specialties
10 01 20 | Operation and Maintenance of Interior Specialties
10 01 30 | Operation and Maintenance of Fireplaces and Stoves
10 01 40 | Operation and Maintenance of Safety Specialties
10 01 50 | Operation and Maintenance of Storage Specialties
10 01 70 | Operation and Maintenance of Exterior Specialties
10 01 80 | Operation and Maintenance of Other Specialties
10 05 00 | Common Work Results for Specialties
10 06 00 | Schedules for Specialties
10 06 10 | Schedules for Information Specialties
10 06 10.13 | Exterior Signage Schedule
10 06 10.16 | Interior Signage Schedule
10 06 20 | Schedules for Interior Specialties
10 06 20.13 | Toilet, Bath, and Laundry Accessory Schedule
10 06 30 | Schedules for Fireplaces and Stoves
10 06 40 | Schedules for Safety Specialties
10 06 50 | Schedules for Storage Specialties
10 06 70 | Schedules for Exterior Specialties
10 06 80 | Schedules for Other Specialties
10 08 00 | Commissioning of Specialties
10 10 00 | Information Specialties
10 11 00 | Visual Display Surfaces
10 11 13 | Chalkboards
10 11 13.13 | Fixed Chalkboards
10 11 13.23 | Modular-Support-Mounted Chalkboards
10 11 13.33 | Rail-Mounted Chalkboards
10 11 13.43 | Portable Chalkboards
10 11 16 | Markerboards
10 11 16.13 | Fixed Markerboards
10 11 16.23 | Modular-Support-Mounted Markerboards
10 11 16.33 | Rail-Mounted Markerboards
10 11 16.43 | Portable Markerboards
10 11 16.53 | Electronic Markerboards
10 11 23 | Tackboards
10 11 23.13 | Fixed Tackboards
10 11 23.23 | Modular-Support-Mounted Tackboards
10 11 23.33 | Rail-Mounted Tackboards
10 11 23.43 | Portable Tackboards
10 11 33 | Sliding Visual Display Units
10 11 33.13 | Horizontal-Sliding Visual Display Units
10 11 33.23 | Vertical-Sliding Visual Display Units
10 11 36 | Visual Display Conference Units
10 11 39 | Visual Display Rails
10 11 43 | Visual Display Wall Panels
10 11 46 | Visual Display Fabrics
10 12 00 | Display Cases
10 13 00 | Directories
10 13 13 | Electronic Directories
10 14 00 | Signage
10 14 16 | Plaques
10 14 19 | Dimensional Letter Signage
10 14 23 | Panel Signage
10 14 23.13 | Engraved Panel Signage
10 14 26 | Post and Panel/Pylon Signage
10 14 33 | Illuminated Panel Signage
10 14 36 | Non-Illuminated Panel Signage
10 14 43 | Photoluminescent Signage
10 14 53 | Traffic Signage
10 14 53.13 | Transportation Reference Markers
10 14 63 | Electronic Message Signage
10 14 66 | Floating Signage
10 17 00 | Telephone Specialties
10 17 13 | Telephone Directory Units
10 17 16 | Telephone Enclosures
10 17 16.13 | Telephone Stalls
10 17 16.16 | Telephone Alcoves
10 17 19 | Telephone Shelving
10 18 00 | Informational Kiosks
10 20 00 | Interior Specialties
10 21 00 | Compartments and Cubicles
10 21 13 | Toilet Compartments
10 21 13.13 | Metal Toilet Compartments
10 21 13.16 | Plastic-Laminate-Clad Toilet Compartments
10 21 13.19 | Plastic Toilet Compartments
10 21 13.23 | Particleboard Toilet Compartments
10 21 13.40 | Stone Toilet Compartments
10 21 16 | Shower and Dressing Compartments
10 21 16.13 | Metal Shower and Dressing Compartments
10 21 16.16 | Plastic-Laminate-Clad Shower and Dressing Compartments
10 21 16.19 | Plastic Shower and Dressing Compartments
10 21 16.23 | Particleboard Shower and Dressing Compartments
10 21 16.40 | Stone Shower and Dressing Compartments
10 21 23 | Cubicles
10 21 23.13 | Cubicle Curtains
10 21 23.16 | Cubicle Track and Hardware
10 22 00 | Partitions
10 22 13 | Wire Mesh Partitions
10 22 16 | Folding Gates
10 22 19 | Demountable Partitions
10 22 19.13 | Demountable Metal Partitions
10 22 19.23 | Demountable Wood Partitions
10 22 19.33 | Demountable Plastic Partitions
10 22 19.43 | Demountable Composite Partitions
10 22 19.53 | Demountable Gypsum Partitions
10 22 23 | Portable Partitions, Screens, and Panels
10 22 23.13 | Wall Screens
10 22 23.23 | Movable Panel Systems
10 22 26 | Operable Partitions
10 22 26.13 | Accordion Folding Partitions
10 22 26.23 | Coiling Partitions
10 22 26.33 | Folding Panel Partitions
10 22 26.43 | Sliding Partitions
10 25 00 | Service Walls
10 25 13 | Patient Bed Service Walls
10 25 16 | Modular Service Walls
10 26 00 | Wall and Door Protection
10 26 13 | Corner Guards
10 26 16 | Bumper Guards
10 26 16.13 | Bumper Rails
10 26 16.16 | Protective Corridor Handrails
10 26 23 | Protective Wall Covering
10 26 23.13 | Impact Resistant Wall Protection
10 26 33 | Door and Frame Protection
10 28 00 | Toilet, Bath, and Laundry Accessories
10 28 13 | Toilet Accessories
10 28 13.13 | Commercial Toilet Accessories
10 28 13.19 | Healthcare Toilet Accessories
10 28 13.53 | Security Toilet Accessories
10 28 13.63 | Detention Toilet Accessories
10 28 16 | Bath Accessories
10 28 16.13 | Residential Bath Accessories
10 28 19 | Tub and Shower Doors
10 28 19.16 | Shower Doors
10 28 19.19 | Tub Doors
10 28 23 | Laundry Accessories
10 28 23.13 | Built-In Ironing Boards
10 28 23.16 | Clothes Drying Racks
10 30 00 | Fireplaces and Stoves
10 31 00 | Manufactured Fireplaces
10 31 13 | Manufactured Fireplace Chimneys
10 31 16 | Manufactured Fireplace Forms
10 32 00 | Fireplace Specialties
10 32 13 | Fireplace Dampers
10 32 16 | Fireplace Inserts
10 32 19 | Fireplace Screens
10 32 23 | Fireplace Doors
10 32 26 | Fireplace Water Heaters
10 35 00 | Stoves
10 35 13 | Heating Stoves
10 35 23 | Cooking Stoves
10 40 00 | Safety Specialties
10 41 00 | Emergency Access and Information Cabinets
10 41 13 | Fire Department Plan Cabinets
10 41 16 | Emergency Key Cabinets
10 43 00 | Emergency Aid Specialties
10 43 13 | Defibrillator Cabinets
10 43 16 | First Aid Cabinets
10 44 00 | Fire Protection Specialties
10 44 13 | Fire Extinguisher Cabinets
10 44 13.53 | Security Fire Extinguisher Cabinets
10 44 16 | Fire Extinguishers
10 44 16.13 | Portable Fire Extinguishers
10 44 16.16 | Wheeled Fire Extinguisher Units
10 44 33 | Fire Blankets and Cabinets
10 44 43 | Fire Extinguisher Accessories
10 50 00 | Storage Specialties
10 51 00 | Lockers
10 51 13 | Metal Lockers
10 51 16 | Wood Lockers
10 51 23 | Plastic-Laminate-Clad Lockers
10 51 26 | Plastic Lockers
10 51 26.13 | Recycled Plastic Lockers
10 51 33 | Glass Lockers
10 51 43 | Wire Mesh Storage Lockers
10 51 53 | Locker Room Benches
10 55 00 | Postal Specialties
10 55 13 | Central Mail Delivery Boxes
10 55 13.13 | Cluster Box Units
10 55 16 | Mail Collection Boxes
10 55 19 | Receiving Boxes
10 55 23 | Mail Boxes
10 55 23.13 | Apartment Mail Boxes
10 55 23.16 | Mail Box Directories
10 55 23.19 | Mail Box Key Keepers
10 55 26 | Parcel Lockers
10 55 33 | Data Distribution Boxes
10 55 36 | Package Depositories
10 55 91 | Mail Chutes
10 56 00 | Storage Assemblies
10 56 13 | Metal Storage Shelving
10 56 13.13 | End-Panel-Support Metal Storage Shelving
10 56 13.16 | Post-and-Shelf Metal Storage Shelving
10 56 13.19 | Post-and-Beam Metal Storage Shelving
10 56 13.23 | Cantilever Metal Storage Shelving
10 56 16 | Fabricated Wood Storage Shelving
10 56 19 | Plastic Storage Shelving
10 56 19.13 | Recycled Plastic Storage Shelving
10 56 23 | Wire Storage Shelving
10 56 26 | Mobile Storage Shelving
10 56 26.13 | Manual Mobile Storage Shelving
10 56 26.23 | Motorized Mobile Storage Shelving
10 56 29 | Storage Racks
10 56 29.13 | Flow Storage Racks
10 56 29.16 | Pallet Storage Racks
10 56 29.19 | Movable-Shelf Storage Racks
10 56 29.23 | Stacker Storage Racks
10 56 29.26 | Cantilever Storage Racks
10 56 29.29 | Drive-In Storage Racks
10 56 29.33 | Drive-Through Storage Racks
10 56 33 | Mercantile Storage Assemblies
10 57 00 | Wardrobe and Closet Specialties
10 57 13 | Hat and Coat Racks
10 57 23 | Closet and Utility Shelving
10 57 23.13 | Wire Closet and Utility Shelving
10 57 23.16 | Plastic-Laminate-Clad Closet and Utility Shelving
10 57 23.19 | Wood Closet and Utility Shelving
10 57 33 | Closet and Utility Shelving Hardware
10 60 00 | Unassigned
10 70 00 | Exterior Specialties
10 71 00 | Exterior Protection
10 71 13 | Exterior Sun Control Devices
10 71 13.13 | Exterior Shutters
10 71 13.19 | Rolling Exterior Shutters
10 71 13.23 | Coiling Exterior Shutters
10 71 13.26 | Decorative Exterior Shutters
10 71 13.29 | Side-Hinged Exterior Shutters
10 71 13.43 | Fixed Sun Screens
10 71 16 | Storm Panels
10 71 16.13 | Demountable Storm Panels
10 71 16.16 | Movable Storm Panels
10 73 00 | Protective Covers
10 73 13 | Awnings
10 73 16 | Canopies
10 73 23 | Car Shelters
10 73 26 | Walkway Coverings
10 73 33 | Marquees
10 73 43 | Transportation Stop Shelters
10 74 00 | Manufactured Exterior Specialties
10 74 13 | Exterior Clocks
10 74 23 | Cupolas
10 74 26 | Spires
10 74 29 | Steeples
10 74 33 | Weathervanes
10 74 43 | Below-Grade Egress Assemblies
10 74 46 | Window Wells
10 75 00 | Flagpoles
10 75 13 | Automatic Flagpoles
10 75 16 | Ground-Set Flagpoles
10 75 19 | Nautical Flagpoles
10 75 23 | Wall-Mounted Flagpoles
10 80 00 | Other Specialties
10 81 00 | Pest Control Devices
10 81 13 | Bird Control Devices
10 81 16 | Insect Control Devices
10 81 19 | Rodent Control Devices
10 82 00 | Grilles and Screens
10 82 13 | Exterior Grilles and Screens
10 82 23 | Interior Grilles and Screens
10 83 00 | Flags and Banners
10 83 13 | Flags
10 83 16 | Banners
10 86 00 | Security Mirrors and Domes
10 88 00 | Scales
10 90 00 | Unassigned
11 00 00 | Equipment
11 01 00 | Operation and Maintenance of Equipment
11 01 10 | Operation and Maintenance of Vehicle and Pedestrian Equipment
11 01 15 | Operation and Maintenance of Security, Bank, and Detention Equipment
11 01 20 | Operation and Maintenance of Commercial Equipment
11 01 30 | Operation and Maintenance of Residential Equipment
11 01 40 | Operation and Maintenance of Foodservice Equipment
11 01 50 | Operation and Maintenance of Educational and Scientific Equipment
11 01 56 | Operation and Maintenance of Observatory Equipment
11 01 60 | Operation and Maintenance of Entertainment Equipment
11 01 65 | Operation and Maintenance of Athletic and Recreational Equipment
11 01 70 | Operation and Maintenance of Healthcare Equipment
11 01 80 | Operation and Maintenance of Collection and Disposal Equipment
11 01 90 | Operation and Maintenance of Other Equipment
11 05 00 | Common Work Results for Equipment
11 06 00 | Schedules for Equipment
11 06 10 | Schedules for Vehicle and Pedestrian Equipment
11 06 15 | Schedules for Security, Bank, and Detention Equipment
11 06 15.13 | Teller and Service Equipment Schedule
11 06 20 | Schedules for Commercial Equipment
11 06 30 | Schedules for Residential Equipment
11 06 40 | Schedules for Foodservice Equipment
11 06 40.13 | Foodservice Equipment Schedule
11 06 50 | Schedules for Educational and Scientific Equipment
11 06 60 | Schedules for Entertainment Equipment
11 06 65 | Schedules for Athletic and Recreational Equipment
11 06 70 | Schedules for Healthcare Equipment
11 06 70.13 | Healthcare Equipment Schedule
11 06 80 | Schedules for Collection and Disposal Equipment
11 06 90 | Schedules for Other Equipment
11 08 00 | Commissioning of Equipment
11 10 00 | Vehicle and Pedestrian Equipment
11 11 00 | Vehicle Service Equipment
11 11 13 | Compressed-Air Vehicle Service Equipment
11 11 19 | Vehicle Lubrication Equipment
11 11 23 | Tire-Changing Equipment
11 11 26 | Vehicle-Washing Equipment
11 12 00 | Parking Control Equipment
11 12 13 | Parking Key and Card Control Units
11 12 16 | Parking Ticket Dispensers
11 12 23 | Parking Meters
11 12 26 | Parking Fee Collection Equipment
11 12 26.13 | Parking Fee Coin Collection Equipment
11 12 33 | Parking Gates
11 13 00 | Loading Dock Equipment
11 13 13 | Loading Dock Bumpers
11 13 16 | Loading Dock Seals and Shelters
11 13 16.13 | Loading Dock Seals
11 13 16.23 | Loading Dock Shelters
11 13 16.33 | Loading Dock Rail Shelters
11 13 19 | Stationary Loading Dock Equipment
11 13 19.13 | Loading Dock Levelers
11 13 19.23 | Stationary Loading Dock Lifts
11 13 19.26 | Loading Dock Truck Lifts
11 13 19.33 | Loading Dock Truck Restraints
11 13 23 | Portable Dock Equipment
11 13 23.13 | Portable Dock Lifts
11 13 23.16 | Portable Dock Ramps
11 13 23.19 | Portable Dock Bridges
11 13 23.23 | Portable Dock Platforms
11 13 26 | Loading Dock Lights
11 14 00 | Pedestrian Control Equipment
11 14 13 | Pedestrian Gates
11 14 13.13 | Portable Posts and Railings
11 14 13.16 | Rotary Gates
11 14 13.19 | Turnstiles
11 14 16 | Money-Changing Equipment
11 14 16.19 | Money-Changing Machines
11 14 26 | Pedestrian Fare Collection Equipment
11 14 26.13 | Pedestrian Coin Fare Collection Equipment
11 14 43 | Pedestrian Detection Equipment
11 14 43.13 | Electronic Detection and Counting Systems
11 14 53 | Pedestrian Security Equipment
11 15 00 | Security, Detention and Banking Equipment
11 16 00 | Vault Equipment
11 16 13 | Safe Deposit Boxes
11 16 16 | Safes
11 16 23 | Vault Ventilators
11 17 00 | Teller and Service Equipment
11 17 13 | Teller Equipment Systems
11 17 16 | Automatic Banking Systems
11 17 23 | Money Handling Equipment
11 17 33 | Money Cart Pass-Through
11 17 36 | Package Transfer Units
11 18 00 | Security Equipment
11 18 13 | Deal Drawers
11 18 16 | Gun Ports
11 18 23 | Valuable Material Storage
11 19 00 | Detention Equipment
11 19 13 | Detention Pass-Through Doors
11 19 16 | Detention Gun Lockers
11 20 00 | Commercial Equipment
11 21 00 | Mercantile and Service Equipment
11 21 13 | Cash Registers and Checking Equipment
11 21 23 | Vending Equipment
11 21 23.13 | Vending Machines
11 21 33 | Checkroom Equipment
11 21 43 | Weighing and Wrapping Equipment
11 21 53 | Barber and Beauty Shop Equipment
11 22 00 | Refrigerated Display Equipment
11 23 00 | Commercial Laundry and Dry Cleaning Equipment
11 23 13 | Dry Cleaning Equipment
11 23 16 | Drying and Conditioning Equipment
11 23 19 | Finishing Equipment
11 23 23 | Commercial Ironing Equipment
11 23 26 | Commercial Washers and Extractors
11 23 33 | Coin-Operated Laundry Equipment
11 23 43 | Hanging Garment Conveyors
11 24 00 | Maintenance Equipment
11 24 13 | Floor and Wall Cleaning Equipment
11 24 16 | Housekeeping Carts
11 24 19 | Vacuum Cleaning Systems
11 24 23 | Window Washing Systems
11 25 00 | Hospitality Equipment
11 25 13 | Registration Equipment
11 26 00 | Unit Kitchens
11 26 13 | Metal Unit Kitchens
11 26 16 | Wood Unit Kitchens
11 26 19 | Plastic-Laminate-Clad Unit Kitchens
11 27 00 | Photographic Processing Equipment
11 27 13 | Darkroom Processing Equipment
11 27 16 | Film Transfer Cabinets
11 28 00 | Office Equipment
11 28 13 | Computers
11 28 16 | Printers
11 28 19 | Self-Contained Facsimile Machines
11 28 23 | Copiers
11 29 00 | Postal, Packaging, and Shipping Equipment
11 29 23 | Packaging Equipment
11 29 33 | Shipping Equipment
11 29 55 | Postal Equipment
11 30 00 | Residential Equipment
11 31 00 | Residential Appliances
11 31 13 | Residential Kitchen Appliances
11 31 23 | Residential Laundry Appliances
11 33 00 | Retractable Stairs
11 40 00 | Foodservice Equipment
11 41 00 | Food Storage Equipment
11 41 13 | Refrigerated Food Storage Cases
11 41 23 | Walk-In Coolers
11 41 26 | Walk-In Freezers
11 42 00 | Food Preparation Equipment
11 43 00 | Food Delivery Carts and Conveyors
11 43 13 | Food Delivery Carts
11 43 16 | Food Delivery Conveyors
11 44 00 | Food Cooking Equipment
11 44 13 | Commercial Ranges
11 44 16 | Commercial Ovens
11 46 00 | Food Dispensing Equipment
11 46 13 | Bar Equipment
11 46 16 | Service Line Equipment
11 46 19 | Soda Fountain Equipment
11 47 00 | Ice Machines
11 48 00 | Cleaning and Disposal Equipment
11 48 13 | Commercial Dishwashers
11 50 00 | Educational and Scientific Equipment
11 51 00 | Library Equipment
11 51 13 | Automated Book Storage and Retrieval Systems
11 51 16 | Book Depositories
11 51 19 | Book Theft Protection Equipment
11 51 23 | Library Stack Systems
11 51 23.13 | Metal Library Shelving
11 52 00 | Audio-Visual Equipment
11 52 13 | Projection Screens
11 52 13.13 | Fixed Projection Screens
11 52 13.16 | Portable Projection Screens
11 52 13.19 | Rear Projection Screens
11 52 16 | Projectors
11 52 16.13 | Movie Projectors
11 52 16.16 | Slide Projectors
11 52 16.19 | Overhead Projectors
11 52 16.23 | Opaque Projectors
11 52 16.26 | Video Projectors
11 52 19 | Players and Recorders
11 53 00 | Laboratory Equipment
11 53 13 | Laboratory Fume Hoods
11 53 13.13 | Recirculating Laboratory Fume Hoods
11 53 16 | Laboratory Incubators
11 53 19 | Laboratory Sterilizers
11 53 23 | Laboratory Refrigerators
11 53 33 | Emergency Safety Appliances
11 53 43 | Service Fittings and Accessories
11 53 53 | Biological Safety Cabinets
11 55 00 | Planetarium Equipment
11 55 13 | Planetarium Projectors
11 55 16 | Planetarium Pendulums
11 56 00 | Observatory Equipment
11 56 13 | Telescopes
11 56 16 | Telescope Mounts
11 56 19 | Telescope Drive Mechanisms
11 56 23 | Telescope Domes
11 57 00 | Vocational Shop Equipment
11 59 00 | Exhibit Equipment
11 60 00 | Entertainment Equipment
11 61 00 | Theater and Stage Equipment
11 61 13 | Acoustical Shells
11 61 23 | Folding and Portable Stages
11 61 33 | Rigging Systems and Controls
11 61 43 | Stage Curtains
11 62 00 | Musical Equipment
11 62 13 | Bells
11 62 16 | Carillons
11 62 19 | Organs
11 65 00 | Athletic and Recreational Equipment
11 66 00 | Athletic Equipment
11 66 13 | Exercise Equipment
11 66 23 | Gymnasium Equipment
11 66 23.13 | Basketball Equipment
11 66 23.23 | Volleyball Equipment
11 66 23.33 | Interior Tennis Equipment
11 66 23.43 | Interior Track and Field Equipment
11 66 23.53 | Wall Padding
11 66 23.56 | Mat Storage
11 66 43 | Interior Scoreboards
11 66 53 | Gymnasium Dividers
11 66 53.13 | Batting/Golf Cages
11 67 00 | Recreational Equipment
11 67 13 | Bowling Alley Equipment
11 67 23 | Shooting Range Equipment
11 67 33 | Climbing Walls
11 67 43 | Table Games Equipment
11 67 43.13 | Pool Tables
11 67 43.23 | Ping-Pong Tables
11 67 53 | Game Room Equipment
11 67 53.13 | Video Games
11 67 53.23 | Pinball Machines
11 68 00 | Play Field Equipment and Structures
11 68 13 | Playground Equipment
11 68 16 | Play Structures
11 68 23 | Exterior Court Athletic Equipment
11 68 23.13 | Exterior Basketball Equipment
11 68 23.23 | Exterior Volleyball Equipment
11 68 23.33 | Tennis Equipment
11 68 33 | Athletic Field Equipment
11 68 33.13 | Football Field Equipment
11 68 33.23 | Soccer and Field Hockey Equipment
11 68 33.33 | Baseball Field Equipment
11 68 33.43 | Track and Field Equipment
11 68 43 | Exterior Scoreboards
11 70 00 | Healthcare Equipment
11 71 00 | Medical Sterilizing Equipment
11 72 00 | Examination and Treatment Equipment
11 72 13 | Examination Equipment
11 72 53 | Treatment Equipment
11 73 00 | Patient Care Equipment
11 74 00 | Dental Equipment
11 75 00 | Optical Equipment
11 76 00 | Operating Room Equipment
11 77 00 | Radiology Equipment
11 78 00 | Mortuary Equipment
11 78 13 | Mortuary Refrigerators
11 78 16 | Crematorium Equipment
11 78 19 | Mortuary Lifts
11 79 00 | Therapy Equipment
11 80 00 | Collection and Disposal Equipment
11 82 00 | Solid Waste Handling Equipment
11 82 13 | Solid Waste Bins
11 82 19 | Packaged Incinerators
11 82 23 | Recycling Equipment
11 82 26 | Waste Compactors and Destructors
11 82 29 | Composting Equipment
11 90 00 | Other Equipment
11 91 00 | Religious Equipment
11 91 13 | Baptisteries
11 92 00 | Agricultural Equipment
11 92 13 | Milkers
11 92 16 | Stock Feeders
11 92 19 | Stock Waterers
11 92 23 | Agricultural Waste Clean-Up Equipment
11 93 00 | Horticultural Equipment
11 93 13 | Hydroponic Growing Systems
11 93 16 | Seeders
11 93 19 | Transplanters
11 93 23 | Potting Machines
11 93 26 | Flat Fillers
11 93 29 | Baggers
11 93 33 | Soil Mixers
12 00 00 | Furnishings
12 01 00 | Operation and Maintenance of Furnishings
12 01 10 | Operation and Maintenance of Art
12 01 20 | Operation and Maintenance of Window Treatments
12 01 30 | Operation and Maintenance of Casework
12 01 40 | Operation and Maintenance of Furnishings and Accessories
12 01 50 | Operation and Maintenance of Furniture
12 01 60 | Operation and Maintenance of Multiple Seating
12 01 90 | Operation and Maintenance of Other Furnishings
12 05 00 | Common Work Results for Furnishings
12 05 13 | Fabrics
12 06 00 | Schedules for Furnishings
12 06 10 | Schedules for Art
12 06 20 | Schedules for Window Treatments
12 06 20.13 | Window Treatment Schedule
12 06 30 | Schedules for Casework
12 06 30.13 | Manufactured Casework Schedule
12 06 40 | Schedules for Furnishings and Accessories
12 06 40.13 | Furnishings Schedule
12 06 50 | Schedules for Furniture
12 06 60 | Schedules for Multiple Seating
12 06 90 | Schedules for Other Furnishings
12 08 00 | Commissioning of Furnishings
12 10 00 | Art
12 11 00 | Murals
12 11 13 | Photo Murals
12 11 16 | Sculptured Brick Panels
12 11 23 | Brick Murals
12 11 26 | Ceramic Tile Murals
12 11 33 | Trompe l'oeil
12 12 00 | Wall Decorations
12 12 13 | Commissioned Paintings
12 12 16 | Framed Paintings
12 12 19 | Framed Prints
12 12 23 | Tapestries
12 12 26 | Wall Hangings
12 14 00 | Sculptures
12 14 13 | Carved Sculpture
12 14 16 | Cast Sculpture
12 14 19 | Constructed Sculpture
12 14 23 | Relief Art
12 17 00 | Art Glass
12 17 13 | Etched Glass
12 17 16 | Stained Glass
12 19 00 | Religious Art
12 20 00 | Window Treatments
12 21 00 | Window Blinds
12 21 13 | Horizontal Louver Blinds
12 21 13.13 | Metal Horizontal Louver Blinds
12 21 13.23 | Wood Horizontal Louver Blinds
12 21 13.33 | Plastic Horizontal Louver Blinds
12 21 16 | Vertical Louver Blinds
12 21 16.13 | Metal Vertical Louver Blinds
12 21 16.23 | Wood Vertical Louver Blinds
12 21 16.33 | Plastic Vertical Louver Blinds
12 21 23 | Roll-Down Blinds
12 21 26 | Black-Out Blinds
12 22 00 | Curtains and Drapes
12 22 13 | Draperies
12 22 16 | Drapery Track and Accessories
12 23 00 | Interior Shutters
12 24 00 | Window Shades
12 24 13 | Roller Window Shades
12 24 16 | Pleated Window Shades
12 25 00 | Window Treatment Operating Hardware
12 25 13 | Motorized Drapery Rods
12 30 00 | Casework
12 31 00 | Manufactured Metal Casework
12 31 16 | Manufactured Metal Sandwich Panel Casework
12 32 00 | Manufactured Wood Casework
12 32 13 | Manufactured Wood-Veneer-Faced Casework
12 32 16 | Manufactured Plastic-Laminate-Clad Casework
12 34 00 | Manufactured Plastic Casework
12 34 16 | Manufactured Solid-Plastic Casework
12 35 00 | Specialty Casework
12 35 17 | Bank Casework
12 35 25 | Hospitality Casework
12 35 30 | Residential Casework
12 35 30.13 | Kitchen Casework
12 35 30.23 | Bathroom Casework
12 35 30.43 | Dormitory Casework
12 35 33 | Utility Room Casework
12 35 50 | Educational/Library Casework
12 35 50.13 | Educational Casework
12 35 50.53 | Library Casework
12 35 50.56 | Built-In Study Carrels
12 35 53 | Laboratory Casework
12 35 53.13 | Metal Laboratory Casework
12 35 53.16 | Plastic-Laminate-Clad Laboratory Casework
12 35 53.19 | Wood Laboratory Casework
12 35 53.23 | Solid-Plastic Laboratory Casework
12 35 59 | Display Casework
12 35 70 | Healthcare Casework
12 35 70.13 | Hospital Casework
12 35 70.16 | Nurse Station Casework
12 35 70.19 | Exam Room Casework
12 35 70.74 | Dental Casework
12 35 91 | Religious Casework
12 36 00 | Countertops
12 36 13 | Concrete Countertops
12 36 16 | Metal Countertops
12 36 19 | Wood Countertops
12 36 23 | Plastic Countertops
12 36 23.13 | Plastic-Laminate-Clad Countertops
12 36 40 | Stone Countertops
12 36 53 | Laboratory Countertops
12 36 61 | Simulated Stone Countertops
12 36 61.13 | Cultured Marble Countertops
12 36 61.16 | Solid Surfacing Countertops
12 36 61.19 | Quartz Surfacing Countertops
12 40 00 | Furnishings and Accessories
12 41 00 | Office Accessories
12 41 13 | Desk Accessories
12 42 00 | Table Accessories
12 42 13 | Ceramics
12 42 16 | Flatware
12 42 16.13 | Silverware
12 42 19 | Hollowware
12 42 23 | Glassware
12 42 26 | Table Linens
12 42 26.13 | Napery
12 43 00 | Portable Lamps
12 43 13 | Lamps
12 43 13.13 | Desk Lamps
12 43 13.16 | Table Lamps
12 43 13.19 | Floor Lamps
12 44 00 | Bath Furnishings
12 44 13 | Bath Linens
12 44 13.13 | Bath Mats
12 44 13.16 | Bath Towels
12 44 16 | Shower Curtains
12 45 00 | Bedroom Furnishings
12 45 13 | Bed Linens
12 45 13.13 | Blankets
12 45 13.16 | Comforters
12 45 16 | Pillows
12 46 00 | Furnishing Accessories
12 46 13 | Ash Receptacles
12 46 16 | Bowls
12 46 19 | Clocks
12 46 23 | Decorative Crafts
12 46 26 | Decorative Screens
12 46 29 | Vases
12 46 33 | Waste Receptacles
12 48 00 | Rugs and Mats
12 48 13 | Entrance Floor Mats and Frames
12 48 13.13 | Entrance Floor Mats
12 48 13.16 | Entrance Floor Mat Frames
12 48 16 | Entrance Floor Grilles
12 48 19 | Entrance Floor Gratings
12 48 23 | Entrance Floor Grids
12 48 26 | Entrance Tile
12 48 43 | Floor Mats
12 48 43.13 | Chair Mats
12 48 53 | Rugs
12 48 53.13 | Runners
12 48 53.16 | Oriental Rugs
12 50 00 | Furniture
12 51 00 | Office Furniture
12 51 16 | Case Goods
12 51 16.13 | Metal Case Goods
12 51 16.16 | Wood Case Goods
12 51 16.19 | Plastic-Laminate-Clad Case Goods
12 51 19 | Filing Cabinets
12 51 19.13 | Lateral Filing Cabinets
12 51 19.16 | Vertical Filing Cabinets
12 51 83 | Custom Office Furniture
12 52 00 | Seating
12 52 13 | Chairs
12 52 19 | Upholstered Seating
12 52 23 | Office Seating
12 52 70 | Healthcare Seating
12 52 83 | Custom Seating
12 53 00 | Retail Furniture
12 53 83 | Custom Retail Furniture
12 54 00 | Hospitality Furniture
12 54 13 | Hotel and Motel Furniture
12 54 16 | Restaurant Furniture
12 54 83 | Custom Hospitality Furniture
12 55 00 | Detention Furniture
12 55 13 | Detention Bunks
12 55 16 | Detention Desks
12 55 19 | Detention Stools
12 55 23 | Detention Tables
12 55 26 | Detention Safety Clothes Hooks
12 55 83 | Custom Detention Furniture
12 56 00 | Institutional Furniture
12 56 33 | Classroom Furniture
12 56 39 | Lecterns
12 56 43 | Dormitory Furniture
12 56 51 | Library Furniture
12 56 51.13 | Book Shelves
12 56 51.16 | Study Carrels
12 56 51.19 | Index Card File Cabinets
12 56 52 | Audio-Visual Furniture
12 56 53 | Laboratory Furniture
12 56 70 | Healthcare Furniture
12 56 83 | Custom Institutional Furniture
12 57 00 | Industrial Furniture
12 57 13 | Welding Benches
12 57 16 | Welding Screens
12 57 83 | Custom Industrial Furniture
12 58 00 | Residential Furniture
12 58 13 | Couches and Loveseats
12 58 13.13 | Futons
12 58 16 | Residential Chairs
12 58 16.13 | Reclining Chairs
12 58 19 | Dining Tables and Chairs
12 58 23 | Coffee Tables
12 58 26 | Entertainment Centers
12 58 29 | Beds
12 58 29.13 | Daybeds
12 58 33 | Dressers
12 58 33.13 | Armoires
12 58 36 | Nightstands
12 58 83 | Custom Residential Furniture
12 59 00 | Systems Furniture
12 59 13 | Panel-Hung Component System Furniture
12 59 16 | Free-Standing Component System Furniture
12 59 19 | Beam System Furniture
12 59 23 | Desk System Furniture
12 59 83 | Custom Systems Furniture
12 60 00 | Multiple Seating
12 61 00 | Fixed Audience Seating
12 61 13 | Upholstered Audience Seating
12 61 16 | Molded-Plastic Audience Seating
12 62 00 | Portable Audience Seating
12 62 13 | Folding Chairs
12 62 16 | Interlocking Chairs
12 62 19 | Stacking Chairs
12 63 00 | Stadium and Arena Seating
12 63 13 | Stadium and Arena Bench Seating
12 63 23 | Stadium and Arena Seats
12 64 00 | Booths and Tables
12 65 00 | Multiple-Use Fixed Seating
12 66 00 | Telescoping Stands
12 66 13 | Telescoping Bleachers
12 66 23 | Telescoping Chair Platforms
12 67 00 | Pews and Benches
12 67 13 | Pews
12 67 23 | Benches
12 68 00 | Seat and Table Assemblies
12 68 13 | Pedestal Tablet Arm Chairs
12 70 00 | Unassigned
12 80 00 | Unassigned
12 90 00 | Other Furnishings
12 92 00 | Interior Planters and Artificial Plants
12 92 13 | Interior Artificial Plants
12 92 33 | Interior Planters
12 92 43 | Interior Landscaping Accessories
12 93 00 | Site Furnishings
12 93 13 | Bicycle Racks
12 93 23 | Trash and Litter Receptors
12 93 33 | Manufactured Planters
12 93 43 | Site Seating and Tables
12 93 43.13 | Site Seating
12 93 43.53 | Site Tables
13 00 00 | Special Construction
13 01 00 | Operation and Maintenance of Special Construction
13 01 10 | Operation and Maintenance of Special Facility Components
13 01 11 | Operation and Maintenance of Swimming Pools
13 01 12 | Operation and Maintenance of Fountains
13 01 13 | Operation and Maintenance of Aquariums
13 01 14 | Operation and Maintenance of Amusement Park Structures and Equipment
13 01 18 | Operation and Maintenance of Ice Rinks
13 01 20 | Operation and Maintenance of Special Purpose Rooms
13 01 21 | Operation and Maintenance of Controlled Environment Rooms
13 01 23 | Operation and Maintenance of Planetariums
13 01 30 | Operation and Maintenance of Special Structures
13 01 40 | Operation and Maintenance of Integrated Construction
13 01 49 | Operation and Maintenance of Radiation Protection
13 01 50 | Operation and Maintenance of Special Instrumentation
13 01 51 | Operation and Maintenance of Stress Instrumentation
13 01 52 | Operation and Maintenance of Seismic Instrumentation
13 01 53 | Operation and Maintenance of Meteorological Instrumentation
13 05 00 | Common Work Results for Special Construction
13 06 00 | Schedules for Special Construction
13 06 10 | Schedules for Special Facility Components
13 06 20 | Schedules for Special Purpose Rooms
13 06 30 | Schedules for Special Structures
13 06 40 | Schedules for Integrated Construction
13 06 50 | Schedules for Special Instrumentation
13 08 00 | Commissioning of Special Construction
13 08 10 | Commissioning of Special Facility Components
13 08 11 | Commissioning of Swimming Pools
13 08 12 | Commissioning of Fountains
13 08 13 | Commissioning of Aquariums
13 08 14 | Commissioning of Amusement Park Structures and Equipment
13 08 18 | Commissioning of Ice Rinks
13 08 20 | Commissioning of Special Purpose Rooms
13 08 21 | Commissioning of Controlled Environment Rooms
13 08 23 | Commissioning of Planetariums
13 08 30 | Commissioning of Special Structures
13 08 40 | Commissioning of Integrated Construction
13 08 50 | Commissioning of Special Instrumentation
13 10 00 | Special Facility Components
13 11 00 | Swimming Pools
13 11 13 | Below-Grade Swimming Pools
13 11 23 | On-Grade Swimming Pools
13 11 33 | Elevated Swimming Pools
13 11 43 | Recirculating Gutter Systems
13 11 46 | Swimming Pool Accessories
13 11 49 | Swimming Pool Cleaning Equipment
13 11 53 | Movable Pool Bulkheads
13 11 56 | Movable Pool Floors
13 12 00 | Fountains
13 12 13 | Exterior Fountains
13 12 23 | Interior Fountains
13 13 00 | Aquariums
13 14 00 | Amusement Park Structures and Equipment
13 14 13 | Water Slides
13 14 16 | Wave Generating Equipment
13 14 23 | Amusement Park Rides
13 17 00 | Tubs and Pools
13 17 13 | Hot Tubs
13 17 23 | Therapeutic Pools
13 17 33 | Whirlpool Tubs
13 18 00 | Ice Rinks
13 18 13 | Ice Rink Floor Systems
13 18 16 | Ice Rink Dasher Boards
13 19 00 | Kennels and Animal Shelters
13 19 13 | Kennel Enclosures and Gates
13 19 16 | Kennel Feeding Devices
13 20 00 | Special Purpose Rooms
13 21 00 | Controlled Environment Rooms
13 21 13 | Clean Rooms
13 21 16 | Hyperbaric Rooms
13 21 23 | Insulated Rooms
13 21 26 | Cold Storage Rooms
13 21 29 | Constant Temperature Rooms
13 21 48 | Sound-Conditioned Rooms
13 22 00 | Office Shelters and Booths
13 23 00 | Planetariums
13 24 00 | Special Activity Rooms
13 24 16 | Saunas
13 24 26 | Steam Baths
13 24 66 | Athletic Rooms
13 26 00 | Fabricated Rooms
13 27 00 | Vaults
13 27 16 | Modular Fire Vaults
13 27 53 | Security Vaults
13 27 53.13 | Modular Concrete Security Vaults
13 27 53.16 | Modular Metal-Clad Laminated Security Vaults
13 28 00 | Athletic and Recreational Special Construction
13 28 13 | Indoor Soccer Boards
13 28 16 | Safety Netting
13 28 19 | Arena Football Boards
13 28 26 | Floor Sockets
13 28 33 | Athletic and Recreational Court Walls
13 28 66 | Demountable Athletic Surfaces
13 30 00 | Special Structures
13 31 00 | Fabric Structures
13 31 13 | Air-Supported Fabric Structures
13 31 13.13 | Single-Walled Air-Supported Structures
13 31 13.16 | Multiple-Walled Air-Supported Structures
13 31 23 | Tensioned Fabric Structures
13 31 33 | Framed Fabric Structures
13 32 00 | Space Frames
13 32 13 | Metal Space Frames
13 32 23 | Wood Space Frames
13 33 00 | Geodesic Structures
13 33 13 | Geodesic Domes
13 34 00 | Fabricated Engineered Structures
13 34 13 | Glazed Structures
13 34 13.13 | Greenhouses
13 34 13.16 | Solariums
13 34 13.19 | Swimming Pool Enclosures
13 34 13.23 | Sunrooms
13 34 13.26 | Conservatories
13 34 16 | Grandstands and Bleachers
13 34 16.13 | Grandstands
13 34 16.53 | Bleachers
13 34 19 | Metal Building Systems
13 34 23 | Fabricated Structures
13 34 23.13 | Portable and Mobile Buildings
13 34 23.16 | Fabricated Control Booths
13 34 23.19 | Fabricated Dome Structures
13 34 23.23 | Fabricated Substation Control Rooms
13 34 56 | Observatories
13 36 00 | Towers
13 36 13 | Metal Towers
13 36 13.13 | Steel Towers
13 36 23 | Wood Towers
13 40 00 | Integrated Construction
13 42 00 | Building Modules
13 42 25 | Hospitality Unit Modules
13 42 33 | Apartment Unit Modules
13 42 43 | Dormitory Unit Modules
13 42 63 | Detention Cell Modules
13 42 63.13 | Precast-Concrete Detention Cell Modules
13 42 63.16 | Steel Detention Cell Modules
13 44 00 | Modular Mezzanines
13 48 00 | Sound, Vibration, and Seismic Control
13 48 13 | Manufactured Sound and Vibration Control Components
13 48 23 | Fabricated Sound and Vibration Control Assemblies
13 48 53 | Manufactured Seismic Control Components
13 48 63 | Fabricated Seismic Control Assemblies
13 49 00 | Radiation Protection
13 49 13 | Lead Sheet
13 49 16 | Lead Bricks
13 49 19 | Lead-Lined Materials
13 49 19.13 | Lead-Lined Lath
13 49 23 | Modular Shielding Partitions
13 50 00 | Special Instrumentation
13 51 00 | Stress Instrumentation
13 52 00 | Seismic Instrumentation
13 53 00 | Meteorological Instrumentation
13 53 13 | Solar Instrumentation
13 53 23 | Wind Instrumentation
13 60 00 | Unassigned
13 70 00 | Unassigned
13 80 00 | Unassigned
13 90 00 | Unassigned
14 00 00 | Conveying Equipment
14 01 00 | Operation and Maintenance of Conveying Equipment
14 01 10 | Operation and Maintenance of Dumbwaiters
14 01 10.71 | Dumbwaiter Rehabilitation
14 01 20 | Operation and Maintenance of Elevators
14 01 20.71 | Elevator Rehabilitation
14 01 30 | Operation and Maintenance of Escalators and Moving Walks
14 01 30.71 | Escalators and Moving Walks Rehabilitation
14 01 40 | Operation and Maintenance of Lifts
14 01 40.71 | Lifts Rehabilitation
14 01 70 | Operation and Maintenance of Turntables
14 01 80 | Operation and Maintenance of Scaffolding
14 01 90 | Operation and Maintenance of Other Conveying Equipment
14 05 00 | Common Work Results for Conveying Equipment
14 06 00 | Schedules for Conveying Equipment
14 06 10 | Schedules for Dumbwaiters
14 06 20 | Schedules for Elevators
14 06 20.13 | Elevator Equipment Schedule
14 06 30 | Schedules for Escalators and Moving Walks
14 06 40 | Schedules for Lifts
14 06 40.13 | Lift Schedule
14 06 70 | Schedules for Turntables
14 06 80 | Schedules for Scaffolding
14 06 90 | Schedules for Other Conveying Equipment
14 08 00 | Commissioning of Conveying Equipment
14 08 10 | Commissioning of Dumbwaiters
14 08 20 | Commissioning of Elevators
14 08 30 | Commissioning of Escalators and Moving Walks
14 08 40 | Commissioning of Lifts
14 08 70 | Commissioning of Turntables
14 08 80 | Commissioning of Scaffolding
14 10 00 | Dumbwaiters
14 11 00 | Manual Dumbwaiters
14 12 00 | Electric Dumbwaiters
14 14 00 | Hydraulic Dumbwaiters
14 20 00 | Elevators
14 21 00 | Electric Traction Elevators
14 21 13 | Electric Traction Freight Elevators
14 21 23 | Electric Traction Passenger Elevators
14 21 33 | Electric Traction Residential Elevators
14 21 43 | Electric Traction Service Elevators
14 24 00 | Hydraulic Elevators
14 24 13 | Hydraulic Freight Elevators
14 24 23 | Hydraulic Passenger Elevators
14 24 33 | Hydraulic Residential Elevators
14 24 43 | Hydraulic Service Elevators
14 26 00 | Limited-Use/Limited-Application Elevators
14 27 00 | Custom Elevator Cabs
14 27 13 | Custom Elevator Cab Finishes
14 28 00 | Elevator Equipment and Controls
14 28 13 | Elevator Doors
14 28 16 | Elevator Controls
14 28 19 | Elevator Equipment
14 28 19.13 | Elevator Safety Equipment
14 28 19.16 | Elevator Hoistway Equipment
14 30 00 | Escalators and Moving Walks
14 31 00 | Escalators
14 32 00 | Moving Walks
14 33 00 | Moving Ramps
14 33 13 | Motorized Ramps
14 33 16 | Powered Ramps
14 40 00 | Lifts
14 41 00 | People Lifts
14 41 13 | Counterbalanced People Lifts
14 41 16 | Endless-Belt People Lifts
14 42 00 | Wheelchair Lifts
14 42 13 | Inclined Wheelchair Lifts
14 42 16 | Vertical Wheelchair Lifts
14 43 00 | Platform Lifts
14 43 13 | Orchestra Lifts
14 43 16 | Stage Lifts
14 44 00 | Sidewalk Lifts
14 45 00 | Vehicle Lifts
14 50 00 | Unassigned
14 60 00 | Unassigned
14 70 00 | Turntables
14 71 00 | Industrial Turntables
14 71 11 | Vehicle Turntables
14 72 00 | Hospitality Turntables
14 72 25 | Restaurant Turntables
14 73 00 | Exhibit Turntables
14 73 59 | Display Turntables
14 74 00 | Entertainment Turntables
14 74 61 | Stage Turntables
14 80 00 | Scaffolding
14 81 00 | Suspended Scaffolding
14 81 13 | Beam Scaffolding
14 81 16 | Carriage Scaffolding
14 81 19 | Hook Scaffolding
14 82 00 | Rope Climbers
14 82 13 | Manual Rope Climbers
14 82 16 | Powered Rope Climbers
14 83 00 | Elevating Platforms
14 83 13 | Telescoping Platform Lifts
14 83 13.13 | Electric and Battery Telescoping Platform Lifts
14 83 13.16 | Pneumatic Telescoping Platform Lifts
14 83 16 | Scissor Lift Platforms
14 83 19 | Multi-Axis Platform Lifts
14 84 00 | Powered Scaffolding
14 84 13 | Window Washing Scaffolding
14 84 23 | Window Washing Hoists
14 90 00 | Other Conveying Equipment
14 91 00 | Facility Chutes
14 91 13 | Coal Chutes
14 91 23 | Escape Chutes
14 91 33 | Laundry and Linen Chutes
14 91 82 | Trash Chutes
14 92 00 | Pneumatic Tube Systems
14 93 00 | Slide Pole Systems
14 93 13 | Firehouse Slide Poles
21 00 00 | Fire Suppression
21 01 00 | Operation and Maintenance of Fire Suppression
21 01 10 | Operation and Maintenance of Water-Based Fire-Suppression Systems
21 01 20 | Operation and Maintenance of Fire-Extinguishing Systems
21 01 30 | Operation and Maintenance of Fire-Suppression Equipment
21 05 00 | Common Work Results for Fire Suppression
21 05 13 | Common Motor Requirements for Fire-Suppression Equipment
21 05 16 | Expansion Fittings and Loops for Fire-Suppression Piping
21 05 19 | Meters and Gages for Fire-Suppression Systems
21 05 23 | General-Duty Valves for Water-Based Fire-Suppression Piping
21 05 29 | Hangers and Supports for Fire-Suppression Piping and Equipment
21 05 33 | Heat Tracing for Fire-Suppression Piping
21 05 48 | Vibration and Seismic Controls for Fire-Suppression Piping and Equipment
21 05 53 | Identification for Fire-Suppression Piping and Equipment
21 06 00 | Schedules for Fire Suppression
21 06 10 | Schedules for Water-Based Fire-Suppression Systems
21 06 20 | Schedules for Fire-Extinguishing Systems
21 06 30 | Schedules for Fire-Suppression Equipment
21 07 00 | Fire Suppression Systems Insulation
21 07 16 | Fire-Suppression Equipment Insulation
21 07 19 | Fire-Suppression Piping Insulation
21 08 00 | Commissioning of Fire Suppression
21 09 00 | Instrumentation and Control for Fire-Suppression Systems
21 10 00 | Water-Based Fire-Suppression Systems
21 11 00 | Facility Fire-Suppression Water-Service Piping
21 11 16 | Facility Fire Hydrants
21 11 19 | Fire-Department Connections
21 12 00 | Fire-Suppression Standpipes
21 12 13 | Fire-Suppression Hoses and Nozzles
21 12 16 | Fire-Suppression Hose Reels
21 12 19 | Fire-Suppression Hose Racks
21 12 23 | Fire-Suppression Hose Valves
21 12 26 | Fire-Suppression Valve and Hose Cabinets
21 13 00 | Fire-Suppression Sprinkler Systems
21 13 13 | Wet-Pipe Sprinkler Systems
21 13 16 | Dry-Pipe Sprinkler Systems
21 13 19 | Preaction Sprinkler Systems
21 13 23 | Combined Dry-Pipe and Preaction Sprinkler Systems
21 13 26 | Deluge Fire-Suppression Sprinkler Systems
21 13 29 | Water Spray Fixed Systems
21 13 36 | Antifreeze Sprinkler Systems
21 13 39 | Foam-Water Systems
21 20 00 | Fire-Extinguishing Systems
21 21 00 | Carbon-Dioxide Fire-Extinguishing Systems
21 21 13 | Carbon-Dioxide Fire-Extinguishing Piping
21 21 16 | Carbon-Dioxide Fire-Extinguishing Equipment
21 22 00 | Clean-Agent Fire-Extinguishing Systems
21 22 13 | Clean-Agent Fire-Extinguishing Piping
21 22 16 | Clean-Agent Fire-Extinguishing Equipment
21 23 00 | Wet-Chemical Fire-Extinguishing Systems
21 23 13 | Wet-Chemical Fire-Extinguishing Piping
21 23 16 | Wet-Chemical Fire-Extinguishing Equipment
21 24 00 | Dry-Chemical Fire-Extinguishing Systems
21 24 13 | Dry-Chemical Fire-Extinguishing Piping
21 24 16 | Dry-Chemical Fire-Extinguishing Equipment
21 30 00 | Fire Pumps
21 31 00 | Centrifugal Fire Pumps
21 31 13 | Electric-Drive, Centrifugal Fire Pumps
21 31 16 | Diesel-Drive, Centrifugal Fire Pumps
21 32 00 | Vertical-Turbine Fire Pumps
21 32 13 | Electric-Drive, Vertical-Turbine Fire Pumps
21 32 16 | Diesel-Drive, Vertical-Turbine Fire Pumps
21 33 00 | Positive-Displacement Fire Pumps
21 33 13 | Electric-Drive, Positive-Displacement Fire Pumps
21 33 16 | Diesel-Drive, Positive-Displacement Fire Pumps
21 40 00 | Fire-Suppression Water Storage
21 41 00 | Storage Tanks for Fire-Suppression Water
21 41 13 | Pressurized Storage Tanks for Fire-Suppression Water
21 41 16 | Elevated Storage Tanks for Fire-Suppression Water
21 41 19 | Roof-Mounted Storage Tanks for Fire-Suppression Water
21 41 23 | Ground Suction Storage Tanks for Fire-Suppression Water
21 41 26 | Underground Storage Tanks for Fire-Suppression Water
21 41 29 | Storage Tanks for Fire-Suppression Water Additives
21 50 00 | Unassigned
21 60 00 | Unassigned
21 70 00 | Unassigned
21 80 00 | Unassigned
21 90 00 | Unassigned
22 00 00 | Plumbing
22 01 00 | Operation and Maintenance of Plumbing
22 01 10 | Operation and Maintenance of Plumbing Piping and Pumps
22 01 30 | Operation and Maintenance of Plumbing Equipment
22 01 40 | Operation and Maintenance of Plumbing Fixtures
22 01 50 | Operation and Maintenance of Pool and Fountain Plumbing Systems
22 01 60 | Operation and Maintenance of Laboratory and Healthcare Systems
22 05 00 | Common Work Results for Plumbing
22 05 13 | Common Motor Requirements for Plumbing Equipment
22 05 16 | Expansion Fittings and Loops for Plumbing Piping
22 05 19 | Meters and Gages for Plumbing Piping
22 05 23 | General-Duty Valves for Plumbing Piping
22 05 29 | Hangers and Supports for Plumbing Piping and Equipment
22 05 33 | Heat Tracing for Plumbing Piping
22 05 48 | Vibration and Seismic Controls for Plumbing Piping and Equipment
22 05 53 | Identification for Plumbing Piping and Equipment
22 05 73 | Facility Drainage Manholes
22 05 76 | Facility Drainage Piping Cleanouts
22 06 00 | Schedules for Plumbing
22 06 10 | Schedules for Plumbing Piping and Pumps
22 06 10.13 | Plumbing Pump Schedule
22 06 12 | Schedules for Facility Potable Water Storage
22 06 15 | Schedules for General Service Compressed-Air Equipment
22 06 30 | Schedules for Plumbing Equipment
22 06 30.13 | Domestic Water Heater Schedule
22 06 40 | Schedules for Plumbing Fixtures
22 06 40.13 | Plumbing Fixture Schedule
22 06 50 | Schedules for Pool and Fountain Plumbing Systems
22 06 60 | Schedules for Laboratory and Healthcare Systems
22 07 00 | Plumbing Insulation
22 07 16 | Plumbing Equipment Insulation
22 07 19 | Plumbing Piping Insulation
22 08 00 | Commissioning of Plumbing
22 09 00 | Instrumentation and Control for Plumbing
22 10 00 | Plumbing Piping and Pumps
22 11 00 | Facility Water Distribution
22 11 13 | Facility Water Distribution Piping
22 11 16 | Domestic Water Piping
22 11 19 | Domestic Water Piping Specialties
22 11 23 | Domestic Water Pumps
22 11 23.13 | Domestic-Water Packaged Booster Pumps
22 11 23.23 | Close-Coupled, In-Line, Sealless Centrifugal Domestic-Water Pumps
22 11 23.26 | Close-Coupled, Horizontally Mounted, In-Line Centrifugal Domestic-Water Pumps
22 11 23.29 | Close-Coupled, Vertically Mounted, In-Line Centrifugal Domestic-Water Pumps
22 11 23.33 | Separately Coupled, In-Line Centrifugal Domestic-Water Pumps
22 11 23.36 | Separately Coupled, Horizontally Mounted, In-Line Centrifugal Domestic-Water Pumps
22 12 00 | Facility Potable-Water Storage Tanks
22 12 13 | Facility Roof-Mounted, Potable-Water Storage Tanks
22 12 16 | Facility Elevated, Potable-Water Storage Tanks
22 12 19 | Facility Ground-Mounted, Potable-Water Storage Tanks
22 12 23 | Facility Indoor Potable-Water Storage Tanks
22 12 23.13 | Facility Steel, Indoor Potable-Water Storage Pressure Tanks
22 12 23.16 | Facility Steel, Indoor Potable-Water Storage Non-Pressure Tanks
22 12 23.23 | Facility Plastic, Indoor Potable-Water Storage Pressure Tanks
22 12 23.26 | Facility Plastic, Indoor Potable-Water Storage Non-Pressure Tanks
22 13 00 | Facility Sanitary Sewerage
22 13 13 | Facility Sanitary Sewers
22 13 16 | Sanitary Waste and Vent Piping
22 13 19 | Sanitary Waste Piping Specialties
22 13 19.13 | Sanitary Drains
22 13 19.23 | Fats, Oils, and Grease Disposal Systems
22 13 19.26 | Grease Removal Devices
22 13 19.33 | Backwater Valves
22 13 19.36 | Air-Admittance Valves
22 13 23 | Sanitary Waste Interceptors
22 13 26 | Sanitary Waste Separators
22 13 29 | Sanitary Sewerage Pumps
22 13 29.13 | Wet-Pit-Mounted, Vertical Sewerage Pumps
22 13 29.16 | Submersible Sewerage Pumps
22 13 29.23 | Sewerage Pump Reverse-Flow Assemblies
22 13 29.33 | Sewerage Pump Basins and Pits
22 13 33 | Packaged, Submersible Sewerage Pump Units
22 13 36 | Packaged, Wastewater Pump Units
22 13 43 | Facility Packaged Sewage Pumping Stations
22 13 43.13 | Facility Dry-Well Packaged Sewage Pumping Stations
22 13 43.16 | Facility Wet-Well Packaged Sewage Pumping Stations
22 13 53 | Facility Septic Tanks
22 14 00 | Facility Storm Drainage
22 14 13 | Facility Storm Drainage Piping
22 14 16 | Rainwater Leaders
22 14 19 | Sump Pump Discharge Piping
22 14 23 | Storm Drainage Piping Specialties
22 14 26 | Facility Storm Drains
22 14 26.13 | Roof Drains
22 14 26.16 | Facility Area Drains
22 14 26.19 | Facility Trench Drains
22 14 29 | Sump Pumps
22 14 29.13 | Wet-Pit-Mounted, Vertical Sump Pumps
22 14 29.16 | Submersible Sump Pumps
22 14 29.19 | Sump-Pump Basins and Pits
22 14 33 | Packaged, Pedestal Drainage Pump Units
22 14 36 | Packaged, Submersible, Drainage Pump Units
22 15 00 | General Service Compressed-Air Systems
22 15 13 | General Service Compressed-Air Piping
22 15 16 | General Service Compressed-Air Valves
22 15 19 | General Service Packaged Air Compressors and Receivers
22 15 19.13 | General Service Packaged Reciprocating Air Compressors
22 15 19.16 | General Service Packaged Liquid-Ring Air Compressors
22 15 19.19 | General Service Packaged Rotary-Screw Air Compressors
22 15 19.23 | General Service Packaged Sliding-Vane Air Compressors
22 20 00 | Unassigned
22 30 00 | Plumbing Equipment
22 31 00 | Domestic Water Softeners
22 31 13 | Residential Domestic Water Softeners
22 31 16 | Commercial Domestic Water Softeners
22 32 00 | Domestic Water Filtration Equipment
22 32 13 | Domestic-Water Bag-Type Filters
22 32 16 | Domestic-Water Freestanding Cartridge Filters
22 32 19 | Domestic-Water Off-Floor Cartridge Filters
22 32 23 | Domestic-Water Carbon Filters
22 32 26 | Domestic-Water Sand Filters
22 32 26.13 | Domestic-Water Circulating Sand Filters
22 32 26.16 | Domestic-Water Multimedia Sand Filters
22 32 26.19 | Domestic-Water Greensand Filters
22 33 00 | Electric Domestic Water Heaters
22 33 13 | Instantaneous Electric Domestic Water Heaters
22 33 13.13 | Flow-Control, Instantaneous Electric Domestic Water Heaters
22 33 13.16 | Thermostat-Control, Instantaneous Electric Domestic Water Heaters
22 33 30 | Residential, Electric Domestic Water Heaters
22 33 30.13 | Residential, Small-Capacity Electric Domestic Water Heaters
22 33 30.16 | Residential, Storage Electric Domestic Water Heaters
22 33 30.23 | Residential, Collector-to-Tank, Solar-Electric Domestic Water Heaters
22 33 30.26 | Residential, Collector-to-Tank, Heat-Exchanger-Coil, Solar-Electric Domestic Water Heaters
22 33 33 | Light-Commercial Electric Domestic Water Heaters
22 33 36 | Commercial Domestic Water Electric Booster Heaters
22 33 36.13 | Commercial Domestic Water Electric Booster Heaters
22 33 36.16 | Commercial Storage Electric Domestic Water Heaters
22 34 00 | Fuel-Fired Domestic Water Heaters
22 34 13 | Instantaneous, Tankless, Gas Domestic Water Heaters
22 34 30 | Residential Gas Domestic Water Heaters
22 34 30.13 | Residential, Atmospheric, Gas Domestic Water Heaters
22 34 30.16 | Residential, Direct-Vent, Gas Domestic Water Heaters
22 34 30.19 | Residential, Power-Vent, Gas Domestic Water Heaters
22 34 36 | Commercial Gas Domestic Water Heaters
22 34 36.13 | Commercial, Atmospheric, Gas Domestic Water Heaters
22 34 36.16 | Commercial, Power-Burner, Gas Domestic Water Heaters
22 34 36.19 | Commercial, Power-Vent, Gas Domestic Water Heaters
22 34 36.23 | Commercial, High-Efficiency, Gas Domestic Water Heaters
22 34 36.26 | Commercial, Coil-Type, Finned-Tube, Gas Domestic Water Heaters
22 34 36.29 | Commercial, Grid-Type, Finned-Tube, Gas Domestic Water Heaters
22 34 46 | Oil-Fired Domestic Water Heaters
22 34 46.13 | Large-Capacity, Oil-Fired Domestic Water Heaters
22 34 56 | Dual-Fuel-Fired Domestic Water Heaters
22 35 00 | Domestic Water Heat Exchangers
22 35 13 | Instantaneous Domestic Water Heat Exchangers
22 35 13.13 | Heating-Fluid-in-Coil, Instantaneous Domestic Water Heat Exchangers
22 35 13.16 | Domestic-Water-in-Coil, Instantaneous Domestic Water Heat Exchangers
22 35 13.19 | Heating-Fluid-in-U-Tube-Coil, Instantaneous Domestic Water Heat Exchangers
22 35 23 | Circulating, Domestic Water Heat Exchangers
22 35 23.13 | Circulating, Compact Domestic Water Heat Exchangers
22 35 23.16 | Circulating, Storage Domestic Water Heat Exchangers
22 35 29 | Noncirculating, Domestic Water Heat Exchangers
22 35 29.13 | Noncirculating, Compact Domestic Water Heat Exchangers
22 35 29.16 | Noncirculating, Storage Domestic Water Heat Exchangers
22 35 36 | Domestic Water Brazed-Plate Heat Exchangers
22 35 39 | Domestic Water Frame-and-Plate Heat Exchangers
22 35 43 | Domestic Water Heat Reclaimers
22 40 00 | Plumbing Fixtures
22 41 00 | Residential Plumbing Fixtures
22 41 13 | Residential Water Closets, Urinals, and Bidets
22 41 16 | Residential Lavatories and Sinks
22 41 19 | Residential Bathtubs
22 41 23 | Residential Shower Receptors and Basins
22 41 26 | Residential Disposers
22 41 36 | Residential Laundry Trays
22 41 39 | Residential Faucets, Supplies, and Trim
22 42 00 | Commercial Plumbing Fixtures
22 42 13 | Commercial Water Closets, Urinals, and Bidets
22 42 16 | Commercial Lavatories and Sinks
22 42 19 | Commercial Bathtubs
22 42 23 | Commercial Shower Receptors and Basins
22 42 26 | Commercial Disposers
22 42 29 | Shampoo Bowls
22 42 33 | Wash Fountains
22 42 36 | Commercial Laundry Trays
22 42 39 | Commercial Faucets, Supplies, and Trim
22 42 43 | Flushometers
22 43 00 | Healthcare Plumbing Fixtures
22 43 13 | Healthcare Water Closets
22 43 16 | Healthcare Sinks
22 43 19 | Healthcare Bathtubs and Showers
22 43 23 | Healthcare Shower Receptors and Basins
22 43 39 | Healthcare Faucets
22 43 43 | Healthcare Plumbing Fixture Flushometers
22 45 00 | Emergency Plumbing Fixtures
22 45 13 | Emergency Showers
22 45 16 | Eyewash Equipment
22 45 19 | Self-Contained Eyewash Equipment
22 45 23 | Personal Eyewash Equipment
22 45 26 | Eye/Face Wash Equipment
22 45 29 | Hand-Held Emergency Drench Hoses
22 45 33 | Combination Emergency Fixture Units
22 45 36 | Emergency Fixture Water-Tempering Equipment
22 46 00 | Security Plumbing Fixtures
22 46 13 | Security Water Closets and Urinals
22 46 16 | Security Lavatories and Sinks
22 46 39 | Security Faucets, Supplies, and Trim
22 46 43 | Security Plumbing Fixture Flushometers
22 46 53 | Security Plumbing Fixture Supports
22 47 00 | Drinking Fountains and Water Coolers
22 47 13 | Drinking Fountains
22 47 16 | Pressure Water Coolers
22 47 19 | Water-Station Water Coolers
22 47 23 | Remote Water Coolers
22 50 00 | Pool and Fountain Plumbing Systems
22 51 00 | Swimming Pool Plumbing Systems
22 51 13 | Swimming Pool Piping
22 51 16 | Swimming Pool Pumps
22 51 19 | Swimming Pool Water Treatment Equipment
22 51 23 | Swimming Pool Equipment Controls
22 52 00 | Fountain Plumbing Systems
22 52 13 | Fountain Piping
22 52 16 | Fountain Pumps
22 52 19 | Fountain Water Treatment Equipment
22 52 23 | Fountain Equipment Controls
22 60 00 | Gas and Vacuum Systems for Laboratory and Healthcare Facilities
22 61 00 | Compressed-Air Systems for Laboratory and Healthcare Facilities
22 61 13 | Compressed-Air Piping for Laboratory and Healthcare Facilities
22 61 13.53 | Laboratory Compressed-Air Piping
22 61 13.70 | Healthcare Compressed-Air Piping
22 61 13.74 | Dental Compressed-Air Piping
22 61 19 | Compressed-Air Equipment for Laboratory and Healthcare Facilities
22 61 19.53 | Laboratory Compressed-Air Equipment
22 61 19.70 | Healthcare Compressed-Air Equipment
22 61 19.74 | Dental Compressed-Air Equipment
22 62 00 | Vacuum Systems for Laboratory and Healthcare Facilities
22 62 13 | Vacuum Piping for Laboratory and Healthcare Facilities
22 62 13.53 | Laboratory Vacuum Piping
22 62 13.70 | Healthcare, Surgical Vacuum Piping
22 62 13.74 | Dental Vacuum Piping
22 62 19 | Vacuum Equipment for Laboratory and Healthcare Facilities
22 62 19.53 | Laboratory Vacuum Equipment
22 62 19.70 | Healthcare Vacuum Equipment
22 62 19.74 | Dental Vacuum and Evacuation Equipment
22 62 23 | Waste Anesthesia-Gas Piping
22 63 00 | Gas Systems for Laboratory and Healthcare Facilities
22 63 13 | Gas Piping for Laboratory and Healthcare Facilities
22 63 13.53 | Laboratory Gas Piping
22 63 13.70 | Healthcare Gas Piping
22 63 19 | Gas Storage Tanks for Laboratory and Healthcare Facilities
22 63 19.53 | Laboratory Gas Storage Tanks
22 63 19.70 | Healthcare Gas Storage Tanks
22 66 00 | Chemical-Waste Systems for Laboratory and Healthcare Facilities
22 66 53 | Laboratory Chemical-Waste and Vent Piping
22 66 70 | Healthcare Chemical-Waste and Vent Piping
22 66 83 | Chemical-Waste Tanks
22 66 83.13 | Chemical-Waste Dilution Tanks
22 66 83.16 | Chemical-Waste Neutralization Tanks
22 67 00 | Processed Water Systems for Laboratory and Healthcare Facilities
22 67 13 | Processed Water Piping for Laboratory and Healthcare Facilities
22 67 13.13 | Distilled-Water Piping
22 67 13.16 | Reverse-Osmosis Water Piping
22 67 13.19 | Deionized-Water Piping
22 67 19 | Processed Water Equipment for Laboratory and Healthcare Facilities
22 67 19.13 | Distilled-Water Equipment
22 67 19.16 | Reverse-Osmosis Water Equipment
22 67 19.19 | Deionized-Water Equipment
22 70 00 | Unassigned
22 80 00 | Unassigned
22 90 00 | Unassigned
23 00 00 | Heating, Ventilating, and Air-Conditioning (HVAC)
23 01 00 | Operation and Maintenance of HVAC Systems
23 01 10 | Operation and Maintenance of Facility Fuel Systems
23 01 20 | Operation and Maintenance of HVAC Piping and Pumps
23 01 30 | Operation and Maintenance of HVAC Air Distribution
23 01 30.51 | HVAC Air Duct Cleaning
23 01 50 | Operation and Maintenance of Central Heating Equipment
23 01 60 | Operation and Maintenance of Central Cooling Equipment
23 01 60.71 | Refrigerant Recovery/Recycling
23 01 70 | Operation and Maintenance of Central HVAC Equipment
23 01 80 | Operation and Maintenance of Decentralized HVAC Equipment
23 01 90 | Diagnostic Systems for HVAC
23 05 00 | Common Work Results for HVAC
23 05 13 | Common Motor Requirements for HVAC Equipment
23 05 16 | Expansion Fittings and Loops for HVAC Piping
23 05 19 | Meters and Gages for HVAC Piping
23 05 23 | General-Duty Valves for HVAC Piping
23 05 29 | Hangers and Supports for HVAC Piping and Equipment
23 05 33 | Heat Tracing for HVAC Piping
23 05 48 | Vibration and Seismic Controls for HVAC Piping and Equipment
23 05 53 | Identification for HVAC Piping and Equipment
23 05 63 | Anti-Microbial Coatings for HVAC Ducts and Equipment
23 05 66 | Anti-Microbial Ultraviolet Emitters for HVAC Ducts and Equipment
23 05 93 | Testing, Adjusting, and Balancing for HVAC
23 06 00 | Schedules for HVAC
23 06 10 | Schedules for Facility Fuel Service Systems
23 06 20 | Schedules for HVAC Piping and Pumps
23 06 20.13 | Hydronic Pump Schedule
23 06 30 | Schedules for HVAC Air Distribution
23 06 30.13 | HVAC Fan Schedule
23 06 30.16 | Air Terminal Unit Schedule
23 06 30.19 | Air Outlet and Inlet Schedule
23 06 30.23 | HVAC Air Cleaning Device Schedule
23 06 50 | Schedules for Central Heating Equipment
23 06 50.13 | Heating Boiler Schedule
23 06 60 | Schedules for Central Cooling Equipment
23 06 60.13 | Refrigerant Condenser Schedule
23 06 60.16 | Packaged Water Chiller Schedule
23 06 70 | Schedules for Central HVAC Equipment
23 06 70.13 | Indoor, Central-Station Air-Handling Unit Schedule
23 06 70.16 | Packaged Outdoor HVAC Equipment Schedule
23 06 80 | Schedules for Decentralized HVAC Equipment
23 06 80.13 | Decentralized Unitary HVAC Equipment Schedule
23 06 80.16 | Convection Heating and Cooling Unit Schedule
23 06 80.19 | Radiant Heating Unit Schedule
23 07 00 | HVAC Insulation
23 07 13 | Duct Insulation
23 07 16 | HVAC Equipment Insulation
23 07 19 | HVAC Piping Insulation
23 08 00 | Commissioning of HVAC
23 09 00 | Instrumentation and Control for HVAC
23 09 13 | Instrumentation and Control Devices for HVAC
23 09 13.13 | Actuators and Operators
23 09 13.23 | Sensors and Transmitters
23 09 13.33 | Control Valves
23 09 13.43 | Control Dampers
23 09 23 | Direct-Digital Control System for HVAC
23 09 33 | Electric and Electronic Control System for HVAC
23 09 43 | Pneumatic Control System for HVAC
23 09 53 | Pneumatic and Electric Control System for HVAC
23 09 93 | Sequence of Operations for HVAC Controls
23 10 00 | Facility Fuel Systems
23 11 00 | Facility Fuel Piping
23 11 13 | Facility Fuel-Oil Piping
23 11 16 | Facility Gasoline Piping
23 11 23 | Facility Natural-Gas Piping
23 11 26 | Facility Liquefied-Petroleum Gas Piping
23 12 00 | Facility Fuel Pumps
23 12 13 | Facility Fuel-Oil Pumps
23 12 16 | Facility Gasoline Dispensing Pumps
23 13 00 | Facility Fuel-Storage Tanks
23 13 13 | Facility Underground Fuel-Oil, Storage Tanks
23 13 13.13 | Double-Wall Steel, Underground Fuel-Oil, Storage Tanks
23 13 13.16 | Composite, Steel, Underground Fuel-Oil, Storage Tanks
23 13 13.19 | Jacketed, Steel, Underground Fuel-Oil, Storage Tanks
23 13 13.23 | Glass-Fiber-Reinforced-Plastic, Underground Fuel-Oil, Storage Tanks
23 13 13.33 | Fuel-Oil Storage Tank Pumps
23 13 23 | Facility Aboveground Fuel-Oil, Storage Tanks
23 13 23.13 | Vertical, Steel, Aboveground Fuel-Oil, Storage Tanks
23 13 23.16 | Horizontal, Steel, Aboveground Fuel-Oil, Storage Tanks
23 13 23.19 | Containment-Dike, Steel, Aboveground Fuel-Oil, Storage Tanks
23 13 23.23 | Insulated, Steel, Aboveground Fuel-Oil, Storage Tanks
23 13 23.26 | Concrete-Vaulted, Steel, Aboveground Fuel-Oil, Storage Tanks
23 20 00 | HVAC Piping and Pumps
23 21 00 | Hydronic Piping and Pumps
23 21 13 | Hydronic Piping
23 21 13.13 | Underground Hydronic Piping
23 21 13.23 | Aboveground Hydronic Piping
23 21 13.33 | Ground-Loop Heat-Pump Piping
23 21 23 | Hydronic Pumps
23 21 23.13 | In-Line Centrifugal Hydronic Pumps
23 21 23.16 | Base-Mounted, Centrifugal Hydronic Pumps
23 21 23.19 | Vertical-Mounted, Double-Suction Centrifugal Hydronic Pumps
23 21 23.23 | Vertical-Turbine Hydronic Pumps
23 21 29 | Automatic Condensate Pump Units
23 22 00 | Steam and Condensate Piping and Pumps
23 22 13 | Steam and Condensate Heating Piping
23 22 13.13 | Underground Steam and Condensate Heating Piping
23 22 13.23 | Aboveground Steam and Condensate Heating Piping
23 22 23 | Steam Condensate Pumps
23 22 23.13 | Electric-Driven Steam Condensate Pumps
23 22 23.23 | Pressure-Powered Steam Condensate Pumps
23 23 00 | Refrigerant Piping
23 23 13 | Refrigerant Piping Valves
23 23 16 | Refrigerant Piping Specialties
23 23 19 | Refrigerant Safety Relief Valve Discharge Piping
23 23 23 | Refrigerants
23 24 00 | Internal-Combustion Engine Piping
23 24 13 | Internal-Combustion Engine Remote-Radiator Coolant Piping
23 24 16 | Internal-Combustion Engine Exhaust Piping
23 25 00 | HVAC Water Treatment
23 25 13 | Water Treatment for Closed-Loop Hydronic Systems
23 25 16 | Water Treatment for Open Hydronic Systems
23 25 19 | Water Treatment for Steam System Feedwater
23 25 23 | Water Treatment for Humidification Steam System Feedwater
23 30 00 | HVAC Air Distribution
23 31 00 | HVAC Ducts and Casings
23 31 13 | Metal Ducts
23 31 13.13 | Rectangular Metal Ducts
23 31 13.16 | Round and Flat-Oval Spiral Ducts
23 31 13.19 | Metal Duct Fittings
23 31 16 | Nonmetal Ducts
23 31 16.13 | Fibrous-Glass Ducts
23 31 16.16 | Thermoset Fiberglass-Reinforced Plastic Ducts
23 31 16.19 | PVC Ducts
23 31 16.26 | Concrete Ducts
23 31 19 | HVAC Casings
23 32 00 | Air Plenums and Chases
23 32 13 | Fabricated, Metal Air Plenums
23 32 33 | Air-Distribution Ceiling Plenums
23 32 36 | Air-Distribution Floor Plenums
23 32 39 | Air-Distribution Wall Plenums
23 32 43 | Air-Distribution Chases Formed by General Construction
23 32 48 | Acoustical Air Plenums
23 33 00 | Air Duct Accessories
23 33 13 | Dampers
23 33 13.13 | Volume-Control Dampers
23 33 13.16 | Fire Dampers
23 33 13.19 | Smoke-Control Dampers
23 33 13.23 | Backdraft Dampers
23 33 19 | Duct Silencers
23 33 23 | Turning Vanes
23 33 33 | Duct-Mounting Access Doors
23 33 43 | Flexible Connectors
23 33 46 | Flexible Ducts
23 33 53 | Duct Liners
23 34 00 | HVAC Fans
23 34 13 | Axial HVAC Fans
23 34 16 | Centrifugal HVAC Fans
23 34 23 | HVAC Power Ventilators
23 34 33 | Air Curtains
23 35 00 | Special Exhaust Systems
23 35 13 | Sawdust Collection Systems
23 35 16 | Engine Exhaust Systems
23 35 16.13 | Positive-Pressure Engine Exhaust Systems
23 35 16.16 | Mechanical Engine Exhaust Systems
23 36 00 | Air Terminal Units
23 36 13 | Constant-Air-Volume Units
23 36 16 | Variable-Air-Volume Units
23 37 00 | Air Outlets and Inlets
23 37 13 | Diffusers, Registers, and Grilles
23 37 16 | Fabric Air Distribution Devices
23 37 23 | HVAC Gravity Ventilators
23 37 23.13 | HVAC Gravity Dome Ventilators
23 37 23.16 | HVAC Gravity Louvered-Penthouse Ventilators
23 37 23.19 | HVAC Gravity Upblast Ventilators
23 38 00 | Ventilation Hoods
23 38 13 | Commercial-Kitchen Hoods
23 38 13.13 | Listed Commercial-Kitchen Hoods
23 38 13.16 | Standard Commercial-Kitchen Hoods
23 38 16 | Fume Hoods
23 40 00 | HVAC Air Cleaning Devices
23 41 00 | Particulate Air Filtration
23 41 13 | Panel Air Filters
23 41 16 | Renewable-Media Air Filters
23 41 19 | Washable Air Filters
23 41 23 | Extended Surface Filters
23 41 33 | High-Efficiency Particulate Filtration
23 41 43 | Ultra-Low Penetration Filtration
23 41 46 | Super Ultra-Low Penetration Filtration
23 42 00 | Gas-Phase Air Filtration
23 42 13 | Activated-Carbon Air Filtration
23 42 16 | Chemically-Impregnated Adsorption Air Filtration
23 42 19 | Catalytic-Adsorption Air Filtration
23 43 00 | Electronic Air Cleaners
23 43 13 | Washable Electronic Air Cleaners
23 43 16 | Agglomerator Electronic Air Cleaners
23 43 23 | Self-Contained Electronic Air Cleaners
23 50 00 | Central Heating Equipment
23 51 00 | Breechings, Chimneys, and Stacks
23 51 13 | Draft Control Devices
23 51 13.13 | Draft-Induction Fans
23 51 13.16 | Vent Dampers
23 51 13.19 | Barometric Dampers
23 51 16 | Fabricated Breechings and Accessories
23 51 19 | Fabricated Stacks
23 51 23 | Gas Vents
23 51 33 | Insulated Sectional Chimneys
23 51 43 | Flue-Gas Filtration Equipment
23 51 43.13 | Gaseous Filtration
23 51 43.16 | Particulate Filtration
23 52 00 | Heating Boilers
23 52 13 | Electric Boilers
23 52 16 | Condensing Boilers
23 52 16.13 | Stainless-Steel Condensing Boilers
23 52 16.16 | Aluminum Condensing Boilers
23 52 19 | Pulse Combustion Boilers
23 52 23 | Cast-Iron Boilers
23 52 33 | Water-Tube Boilers
23 52 33.13 | Finned Water-Tube Boilers
23 52 33.16 | Steel Water-Tube Boilers
23 52 33.19 | Copper Water-Tube Boilers
23 52 39 | Fire-Tube Boilers
23 52 39.13 | Scotch Marine Boilers
23 52 39.16 | Steel Fire-Tube Boilers
23 53 00 | Heating Boiler Feedwater Equipment
23 53 13 | Boiler Feedwater Pumps
23 53 16 | Deaerators
23 54 00 | Furnaces
23 54 13 | Electric-Resistance Furnaces
23 54 16 | Fuel-Fired Furnaces
23 54 16.13 | Gas-Fired Furnaces
23 54 16.16 | Oil-Fired Furnaces
23 55 00 | Fuel-Fired Heaters
23 55 13 | Fuel-Fired Duct Heaters
23 55 13.13 | Oil-Fired Duct Heaters
23 55 13.16 | Gas-Fired Duct Heaters
23 55 23 | Gas-Fired Radiant Heaters
23 55 33 | Fuel-Fired Unit Heaters
23 55 33.13 | Oil-Fired Unit Heaters
23 55 33.16 | Gas-Fired Unit Heaters
23 56 00 | Solar Energy Heating Equipment
23 56 13 | Heating Solar Collectors
23 56 13.13 | Heating Solar Flat-Plate Collectors
23 56 13.16 | Heating Solar Concentrating Collectors
23 56 13.19 | Heating Solar Vacuum-Tube Collectors
23 56 16 | Packaged Solar Heating Equipment
23 57 00 | Heat Exchangers for HVAC
23 57 13 | Steam-to-Steam Heat Exchangers
23 57 16 | Steam-to-Water Heat Exchangers
23 57 19 | Liquid-to-Liquid Heat Exchangers
23 57 19.13 | Plate-Type, Liquid-to-Liquid Heat Exchangers
23 57 19.16 | Shell-Type, Liquid-to-Liquid Heat Exchangers
23 57 33 | Direct Geoexchange Heat Exchangers
23 60 00 | Central Cooling Equipment
23 61 00 | Refrigerant Compressors
23 61 13 | Centrifugal Refrigerant Compressors
23 61 13.13 | Non-Condensable Gas Purge Equipment
23 61 16 | Reciprocating Refrigerant Compressors
23 61 19 | Scroll Refrigerant Compressors
23 61 23 | Rotary-Screw Refrigerant Compressors
23 62 00 | Packaged Compressor and Condenser Units
23 62 13 | Packaged Air-Cooled Refrigerant Compressor and Condenser Units
23 62 23 | Packaged Water-Cooled Refrigerant Compressor and Condenser Units
23 63 00 | Refrigerant Condensers
23 63 13 | Air-Cooled Refrigerant Condensers
23 63 23 | Water-Cooled Refrigerant Condensers
23 63 33 | Evaporative Refrigerant Condensers
23 64 00 | Packaged Water Chillers
23 64 13 | Absorption Water Chillers
23 64 13.13 | Direct-Fired Absorption Water Chillers
23 64 13.16 | Indirect-Fired Absorption Water Chillers
23 64 16 | Centrifugal Water Chillers
23 64 19 | Reciprocating Water Chillers
23 64 23 | Scroll Water Chillers
23 64 26 | Rotary-Screw Water Chillers
23 65 00 | Cooling Towers
23 65 13 | Forced-Draft Cooling Towers
23 65 13.13 | Open-Circuit, Forced-Draft Cooling Towers
23 65 13.16 | Closed-Circuit, Forced-Draft Cooling Towers
23 65 16 | Natural-Draft Cooling Towers
23 65 23 | Field-Erected Cooling Towers
23 65 33 | Liquid Coolers
23 70 00 | Central HVAC Equipment
23 71 00 | Thermal Storage
23 71 13 | Thermal Heat Storage
23 71 13.13 | Room Storage Heaters for Thermal Storage
23 71 13.16 | Heat-Pump Boosters for Thermal Storage
23 71 13.19 | Central Furnace Heat-Storage Units
23 71 13.23 | Pressurized-Water Thermal Storage Tanks
23 71 16 | Chilled-Water Thermal Storage
23 71 19 | Ice Storage
23 71 19.13 | Internal Ice-on-Coil Thermal Storage
23 71 19.16 | External Ice-on-Coil Thermal Storage
23 71 19.19 | Encapsulated-Ice Thermal Storage
23 71 19.23 | Ice-Harvesting Thermal Storage
23 71 19.26 | Ice-Slurry Thermal Storage
23 72 00 | Air-to-Air Energy Recovery Equipment
23 72 13 | Heat-Wheel Air-to-Air Energy-Recovery Equipment
23 72 16 | Heat-Pipe Air-to-Air Energy-Recovery Equipment
23 72 19 | Fixed-Plate Air-to-Air Energy-Recovery Equipment
23 72 23 | Packaged Air-to-Air Energy-Recovery Units
23 73 00 | Indoor Central-Station Air-Handling Units
23 73 13 | Modular Indoor Central-Station Air-Handling Units
23 73 23 | Custom Indoor Central-Station Air-Handling Units
23 73 33 | Indoor Indirect Fuel-Fired Heating and Ventilating Units
23 73 33.13 | Indoor Indirect Oil-Fired Heating and Ventilating Units
23 73 33.16 | Indoor Indirect Gas-Fired Heating and Ventilating Units
23 73 39 | Indoor, Direct Gas-Fired Heating and Ventilating Units
23 74 00 | Packaged Outdoor HVAC Equipment
23 74 13 | Packaged, Outdoor, Central-Station Air-Handling Units
23 74 23 | Packaged, Outdoor, Heating-Only Makeup-Air Units
23 74 23.13 | Packaged, Direct-Fired, Outdoor, Heating-Only Makeup-Air Units
23 74 23.16 | Packaged, Indirect-Fired, Outdoor, Heating-Only Makeup-Air Units
23 74 33 | Packaged, Outdoor, Heating and Cooling Makeup Air-Conditioners
23 75 00 | Custom-Packaged Outdoor HVAC Equipment
23 75 13 | Custom-Packaged, Outdoor, Central-Station Air-Handling Units
23 75 23 | Custom-Packaged, Outdoor, Heating and Ventilating Makeup-Air Units
23 75 33 | Custom-Packaged, Outdoor, Heating and Cooling Makeup Air-Conditioners
23 76 00 | Evaporative Air-Cooling Equipment
23 76 13 | Direct Evaporative Air Coolers
23 76 16 | Indirect Evaporative Air Coolers
23 76 19 | Combined Direct and Indirect Evaporative Air Coolers
23 80 00 | Decentralized HVAC Equipment
23 81 00 | Decentralized Unitary HVAC Equipment
23 81 13 | Packaged Terminal Air-Conditioners
23 81 16 | Room Air-Conditioners
23 81 19 | Self-Contained Air-Conditioners
23 81 19.13 | Small-Capacity Self-Contained Air-Conditioners
23 81 19.16 | Large-Capacity Self-Contained Air-Conditioners
23 81 23 | Computer-Room Air-Conditioners
23 81 26 | Split-System Air-Conditioners
23 81 43 | Air-Source Unitary Heat Pumps
23 81 46 | Water-Source Unitary Heat Pumps
23 82 00 | Convection Heating and Cooling Units
23 82 13 | Valance Heating and Cooling Units
23 82 16 | Air Coils
23 82 19 | Fan Coil Units
23 82 23 | Unit Ventilators
23 82 26 | Induction Units
23 82 29 | Radiators
23 82 33 | Convectors
23 82 36 | Finned-Tube Radiation Heaters
23 82 39 | Unit Heaters
23 82 39.13 | Cabinet Unit Heaters
23 82 39.16 | Propeller Unit Heaters
23 82 39.19 | Wall and Ceiling Unit Heaters
23 83 00 | Radiant Heating Units
23 83 13 | Radiant-Heating Electric Cables
23 83 13.16 | Radiant-Heating Electric Mats
23 83 16 | Radiant-Heating Hydronic Piping
23 83 23 | Radiant-Heating Electric Panels
23 83 33 | Electric Radiant Heaters
23 84 00 | Humidity Control Equipment
23 84 13 | Humidifiers
23 84 16 | Dehumidifiers
23 84 19 | Indoor Pool and Ice-Rink Dehumidification Units
23 90 00 | Unassigned
25 00 00 | Integrated Automation
25 01 00 | Operation and Maintenance of Integrated Automation
25 01 10 | Operation and Maintenance of Integrated Automation Network Equipment
25 01 20 | Operation and Maintenance of Integrated Equipment
25 01 30 | Operation and Maintenance of Integrated Automation Instrumentation and Terminal Devices
25 01 90 | Diagnostic Systems for Integrated Automation
25 05 00 | Common Work Results for Integrated Automation
25 05 13 | Conductors and Cables for Integrated Automation
25 05 26 | Grounding and Bonding for Integrated Automation
25 05 28 | Pathways for Integrated Automation
25 05 28.29 | Hangers and Supports for Integrated Automation
25 05 28.33 | Conduits and Backboxes for Integrated Automation
25 05 28.36 | Cable Trays for Integrated Automation
25 05 28.39 | Surface Raceways for Integrated Automation
25 05 48 | Vibration and Seismic Controls for Integrated Automation
25 05 53 | Identification for Integrated Automation
25 06 00 | Schedules for Integrated Automation
25 06 11 | Schedules for Integrated Automation Network
25 06 12 | Schedules for Integrated Automation Network Gateways
25 06 13 | Schedules for Integrated Automation Control and Monitoring Network
25 06 14 | Schedules for Integrated Automation Local Control Units
25 06 30 | Schedules for Integrated Automation Instrumentation and Terminal Devices
25 08 00 | Commissioning of Integrated Automation
25 10 00 | Integrated Automation Network Equipment
25 11 00 | Integrated Automation Network Devices
25 11 13 | Integrated Automation Network Servers
25 11 16 | Integrated Automation Network Routers, Bridges, Switches, Hubs, and Modems
25 11 19 | Integrated Automation Network Operator Workstations
25 12 00 | Integrated Automation Network Gateways
25 12 13 | Hardwired Integration Network Gateways
25 12 16 | Direct-Protocol Integration Network Gateways
25 12 19 | Neutral-Protocol Integration Network Gateways
25 12 23 | Client-Server Information/Database Integration Network Gateways
25 13 00 | Integrated Automation Control and Monitoring Network
25 13 13 | Integrated Automation Control and Monitoring Network Supervisory Control
25 13 16 | Integrated Automation Control and Monitoring Network Integration Panels
25 13 19 | Integrated Automation Control and Monitoring Network Interoperability
25 14 00 | Integrated Automation Local Control Units
25 14 13 | Integrated Automation Remote Control Panels
25 14 16 | Integrated Automation Application-Specific Control Panels
25 14 19 | Integrated Automation Terminal Control Units
25 14 23 | Integrated Automation Field Equipment Panels
25 15 00 | Integrated Automation Software
25 15 13 | Integrated Automation Software for Network Gateways
25 15 16 | Integrated Automation Software for Control and Monitoring Networks
25 15 19 | Integrated Automation Software for Local Control Units
25 20 00 | Unassigned
25 30 00 | Integrated Automation Instrumentation and Terminal Devices
25 31 00 | Integrated Automation Instrumentation and Terminal Devices for Facility Equipment
25 32 00 | Integrated Automation Instrumentation and Terminal Devices for Conveying Equipment
25 33 00 | Integrated Automation Instrumentation and Terminal Devices for Fire-Suppression Systems
25 34 00 | Integrated Automation Instrumentation and Terminal Devices for Plumbing
25 35 00 | Integrated Automation Instrumentation and Terminal Devices for HVAC
25 35 13 | Integrated Automation Actuators and Operators
25 35 16 | Integrated Automation Sensors and Transmitters
25 35 19 | Integrated Automation Control Valves
25 35 23 | Integrated Automation Control Dampers
25 35 26 | Integrated Automation Compressed Air Supply
25 36 00 | Integrated Automation Instrumentation and Terminal Devices for Electrical Systems
25 36 13 | Integrated Automation Power Meters
25 36 16 | Integrated Automation KW Transducers
25 36 19 | Integrated Automation Current Sensors
25 36 23 | Integrated Automation Battery Monitors
25 36 26 | Integrated Automation Lighting Relays
25 36 29 | Integrated Automation UPS Monitors
25 37 00 | Integrated Automation Instrumentation and Terminal Devices for Communications Systems
25 38 00 | Integrated Automation Instrumentation and Terminal Devices for Electronic Safety and Security Systems
25 40 00 | Unassigned
25 50 00 | Integrated Automation Facility Controls
25 51 00 | Integrated Automation Control of Facility Equipment
25 52 00 | Integrated Automation Control of Conveying Equipment
25 53 00 | Integrated Automation Control of Fire-Suppression Systems
25 54 00 | Integrated Automation Control of Plumbing
25 55 00 | Integrated Automation Control of HVAC
25 56 00 | Integrated Automation Control of Electrical Systems
25 57 00 | Integrated Automation Control of Communications Systems
25 58 00 | Integrated Automation Control of Electronic Safety and Security Systems
25 60 00 | Unassigned
25 70 00 | Unassigned
25 80 00 | Unassigned
25 90 00 | Integrated Automation Control Sequences
25 91 00 | Integrated Automation Control Sequences for Facility Equipment
25 92 00 | Integrated Automation Control Sequences for Conveying Equipment
25 93 00 | Integrated Automation Control Sequences for Fire-Suppression Systems
25 94 00 | Integrated Automation Control Sequences for Plumbing
25 95 00 | Integrated Automation Control Sequences for HVAC
25 96 00 | Integrated Automation Control Sequences for Electrical Systems
25 97 00 | Integrated Automation Control Sequences for Communications Systems
25 98 00 | Integrated Automation Control Sequences for Electronic Safety and Security Systems
26 00 00 | Electrical
26 01 00 | Operation and Maintenance of Electrical Systems
26 01 10 | Operation and Maintenance of Medium-Voltage Electrical Distribution
26 01 20 | Operation and Maintenance of Low-Voltage Electrical Distribution
26 01 26 | Maintenance Testing of Electrical Systems
26 01 30 | Operation and Maintenance of Facility Electrical Power Generating and Storing Equipment
26 01 40 | Operation and Maintenance of Electrical and Cathodic Protection Systems
26 01 50 | Operation and Maintenance of Lighting
26 01 50.51 | Luminaire Relamping
26 01 50.81 | Luminaire Replacement
26 05 00 | Common Work Results for Electrical
26 05 13 | Medium-Voltage Cables
26 05 13.13 | Medium-Voltage Open Conductors
26 05 13.16 | Medium-Voltage, Single- and Multi-Conductor Cables
26 05 19 | Low-Voltage Electrical Power Conductors and Cables
26 05 19.13 | Undercarpet Electrical Power Cables
26 05 23 | Control-Voltage Electrical Power Cables
26 05 26 | Grounding and Bonding for Electrical Systems
26 05 29 | Hangers and Supports for Electrical Systems
26 05 33 | Raceway and Boxes for Electrical Systems
26 05 36 | Cable Trays for Electrical Systems
26 05 39 | Underfloor Raceways for Electrical Systems
26 05 43 | Underground Ducts and Raceways for Electrical Systems
26 05 46 | Utility Poles for Electrical Systems
26 05 48 | Vibration and Seismic Controls for Electrical Systems
26 05 53 | Identification for Electrical Systems
26 05 73 | Overcurrent Protective Device Coordination Study
26 06 00 | Schedules for Electrical
26 06 10 | Schedules for Medium-Voltage Electrical Distribution
26 06 20 | Schedules for Low-Voltage Electrical Distribution
26 06 20.13 | Electrical Switchboard Schedule
26 06 20.16 | Electrical Panelboard Schedule
26 06 20.19 | Electrical Motor-Control Center Schedule
26 06 20.23 | Electrical Circuit Schedule
26 06 20.26 | Wiring Device Schedule
26 06 30 | Schedules for Facility Electrical Power Generating and Storing Equipment
26 06 40 | Schedules for Electrical and Cathodic Protection Systems
26 06 50 | Schedules for Lighting
26 06 50.13 | Lighting Panelboard Schedule
26 06 50.16 | Lighting Fixture Schedule
26 08 00 | Commissioning of Electrical Systems
26 09 00 | Instrumentation and Control for Electrical Systems
26 09 13 | Electrical Power Monitoring and Control
26 09 23 | Lighting Control Devices
26 09 26 | Lighting Control Panelboards
26 09 33 | Central Dimming Controls
26 09 33.13 | Multichannel Remote-Controlled Dimmers
26 09 33.16 | Remote-Controlled Dimming Stations
26 09 36 | Modular Dimming Controls
26 09 36.13 | Manual Modular Dimming Controls
26 09 36.16 | Integrated Multipreset Modular Dimming Controls
26 09 43 | Network Lighting Controls
26 09 43.13 | Digital-Network Lighting Controls
26 09 43.16 | Addressable Fixture Lighting Control
26 09 61 | Theatrical Lighting Controls
26 10 00 | Medium-Voltage Electrical Distribution
26 11 00 | Substations
26 11 13 | Primary Unit Substations
26 11 16 | Secondary Unit Substations
26 12 00 | Medium-Voltage Transformers
26 12 13 | Liquid-Filled, Medium-Voltage Transformers
26 12 16 | Dry-Type, Medium-Voltage Transformers
26 12 19 | Pad-Mounted, Liquid-Filled, Medium-Voltage Transformers
26 13 00 | Medium-Voltage Switchgear
26 13 13 | Medium-Voltage Circuit Breaker Switchgear
26 13 16 | Medium-Voltage Fusible Interrupter Switchgear
26 13 19 | Medium-Voltage Vacuum Interrupter Switchgear
26 18 00 | Medium-Voltage Circuit Protection Devices
26 18 13 | Medium-Voltage Cutouts
26 18 16 | Medium-Voltage Fuses
26 18 19 | Medium-Voltage Lightning Arresters
26 18 23 | Medium-Voltage Surge Arresters
26 18 26 | Medium-Voltage Reclosers
26 18 29 | Medium-Voltage Enclosed Bus
26 18 33 | Medium-Voltage Enclosed Fuse Cutouts
26 18 36 | Medium-Voltage Enclosed Fuses
26 18 39 | Medium-Voltage Motor Controllers
26 20 00 | Low-Voltage Electrical Distribution
26 21 00 | Low-Voltage Overhead Electrical Power Systems
26 22 00 | Low-Voltage Transformers
26 22 13 | Low-Voltage Distribution Transformers
26 22 16 | Low-Voltage Buck-Boost Transformers
26 22 19 | Control and Signal Transformers
26 23 00 | Low-Voltage Switchgear
26 23 13 | Paralleling Low-Voltage Switchgear
26 24 00 | Switchboards and Panelboards
26 24 13 | Switchboards
26 24 16 | Panelboards
26 24 19 | Motor-Control Centers
26 25 00 | Enclosed Bus Assemblies
26 26 00 | Power Distribution Units
26 27 00 | Low-Voltage Distribution Equipment
26 27 13 | Electricity Metering
26 27 16 | Electrical Cabinets and Enclosures
26 27 19 | Multi-Outlet Assemblies
26 27 23 | Indoor Service Poles
26 27 26 | Wiring Devices
26 27 73 | Door Chimes
26 28 00 | Low-Voltage Circuit Protective Devices
26 28 13 | Fuses
26 28 16 | Enclosed Switches and Circuit Breakers
26 29 00 | Low-Voltage Controllers
26 29 13 | Enclosed Controllers
26 29 13.13 | Across-the-Line Motor Controllers
26 29 13.16 | Reduced-Voltage Motor Controllers
26 29 23 | Variable-Frequency Motor Controllers
26 30 00 | Facility Electrical Power Generating and Storing Equipment
26 31 00 | Photovoltaic Collectors
26 32 00 | Packaged Generator Assemblies
26 32 13 | Engine Generators
26 32 13.13 | Diesel-Engine-Driven Generator Sets
26 32 13.16 | Gas-Engine-Driven Generator Sets
26 32 16 | Steam-Turbine Generators
26 32 19 | Hydro-Turbine Generators
26 32 23 | Wind Energy Equipment
26 32 26 | Frequency Changers
26 32 29 | Rotary Converters
26 32 33 | Rotary Uninterruptible Power Units
26 33 00 | Battery Equipment
26 33 13 | Batteries
26 33 16 | Battery Racks
26 33 19 | Battery Units
26 33 23 | Central Battery Equipment
26 33 33 | Static Power Converters
26 33 43 | Battery Chargers
26 33 46 | Battery Monitoring
26 33 53 | Static Uninterruptible Power Supply
26 35 00 | Power Filters and Conditioners
26 35 13 | Capacitors
26 35 16 | Chokes and Inductors
26 35 23 | Electromagnetic-Interference Filters
26 35 26 | Harmonic Filters
26 35 33 | Power Factor Correction Equipment
26 35 36 | Slip Controllers
26 35 43 | Static-Frequency Converters
26 35 46 | Radio-Frequency-Interference Filters
26 35 53 | Voltage Regulators
26 36 00 | Transfer Switches
26 36 13 | Manual Transfer Switches
26 36 23 | Automatic Transfer Switches
26 40 00 | Electrical and Cathodic Protection
26 41 00 | Facility Lightning Protection
26 41 13 | Lightning Protection for Structures
26 41 13.13 | Lightning Protection for Buildings
26 41 16 | Lightning Prevention and Dissipation
26 41 19 | Early Streamer Emission Lightning Protection
26 41 23 | Lightning Protection Surge Arresters and Suppressors
26 42 00 | Cathodic Protection
26 42 13 | Passive Cathodic Protection for Underground and Submerged Piping
26 42 16 | Passive Cathodic Protection for Underground Storage Tank
26 43 00 | Transient Voltage Suppression
26 43 13 | Transient-Voltage Suppression for Low-Voltage Electrical Power Circuits
26 50 00 | Lighting
26 51 00 | Interior Lighting
26 51 13 | Interior Lighting Fixtures, Lamps, And Ballasts
26 52 00 | Emergency Lighting
26 53 00 | Exit Signs
26 54 00 | Classified Location Lighting
26 55 00 | Special Purpose Lighting
26 55 23 | Outline Lighting
26 55 29 | Underwater Lighting
26 55 33 | Hazard Warning Lighting
26 55 36 | Obstruction Lighting
26 55 53 | Security Lighting
26 55 59 | Display Lighting
26 55 61 | Theatrical Lighting
26 55 63 | Detention Lighting
26 55 70 | Healthcare Lighting
26 56 00 | Exterior Lighting
26 56 13 | Lighting Poles and Standards
26 56 16 | Parking Lighting
26 56 19 | Roadway Lighting
26 56 23 | Area Lighting
26 56 26 | Landscape Lighting
26 56 29 | Site Lighting
26 56 33 | Walkway Lighting
26 56 36 | Flood Lighting
26 56 68 | Exterior Athletic Lighting
26 60 00 | Unassigned
26 70 00 | Unassigned
26 80 00 | Unassigned
26 90 00 | Unassigned
27 00 00 | Communications
27 01 00 | Operation and Maintenance of Communications Systems
27 01 10 | Operation and Maintenance of Structured Cabling and Enclosures
27 01 20 | Operation and Maintenance of Data Communications
27 01 30 | Operation and Maintenance of Voice Communications
27 01 40 | Operation and Maintenance of Audio-Video Communications
27 01 50 | Operation and Maintenance of Distributed Communications and Monitoring
27 05 00 | Common Work Results for Communications
27 05 13 | Communications Services
27 05 13.13 | Dialtone Services
27 05 13.23 | T1 Services
27 05 13.33 | DSL Services
27 05 13.43 | Cable Services
27 05 13.53 | Satellite Services
27 05 26 | Grounding and Bonding for Communications Systems
27 05 28 | Pathways for Communications Systems
27 05 28.29 | Hangers and Supports for Communications Systems
27 05 28.33 | Conduits and Backboxes for Communications Systems
27 05 28.36 | Cable Trays for Communications Systems
27 05 28.39 | Surface Raceways for Communications Systems
27 05 43 | Underground Ducts and Raceways for Communications Systems
27 05 46 | Utility Poles for Communications Systems
27 05 48 | Vibration and Seismic Controls for Communications Systems
27 05 53 | Identification for Communications Systems
27 06 00 | Schedules for Communications
27 06 10 | Schedules for Structured Cabling and Enclosures
27 06 20 | Schedules for Data Communications
27 06 30 | Schedules for Voice Communications
27 06 40 | Schedules for Audio-Video Communications
27 06 50 | Schedules for Distributed Communications and Monitoring
27 08 00 | Commissioning of Communications
27 10 00 | Structured Cabling
27 11 00 | Communications Equipment Room Fittings
27 11 13 | Communications Entrance Protection
27 11 16 | Communications Cabinets, Racks, Frames and Enclosures
27 11 19 | Communications Termination Blocks and Patch Panels
27 11 23 | Communications Cable Management and Ladder Rack
27 11 26 | Communications Rack Mounted Power Protection and Power Strips
27 13 00 | Communications Backbone Cabling
27 13 13 | Communications Copper Backbone Cabling
27 13 13.13 | Communications Copper Cable Splicing and Terminations
27 13 23 | Communications Optical Fiber Backbone Cabling
27 13 23.13 | Communications Optical Fiber Splicing and Terminations
27 13 33 | Communications Coaxial Backbone Cabling
27 13 33.13 | Communications Coaxial Splicing and Terminations
27 13 43 | Communications Services Cabling
27 13 43.13 | Dialtone Services Cabling
27 13 43.23 | T1 Services Cabling
27 13 43.33 | DSL Services Cabling
27 13 43.43 | Cable Services Cabling
27 13 43.53 | Satellite Services Cabling
27 15 00 | Communications Horizontal Cabling
27 15 00.16 | Voice Communications Horizontal Cabling
27 15 00.19 | Data Communications Horizontal Cabling
27 15 00.23 | Audio-Video Communications Horizontal Cabling
27 15 00.39 | Patient Monitoring and Telemetry Communications Horizontal Cabling
27 15 00.43 | Nurse Call and Intercom Communications Horizontal Cabling
27 15 00.46 | Paging Communications Horizontal Cabling
27 15 00.49 | Intermediate Frequency/Radio Frequency Communications Horizontal Cabling
27 15 00.53 | Antennas Communications Horizontal Cabling
27 15 13 | Communications Copper Horizontal Cabling
27 15 23 | Communications Optical Fiber Horizontal Cabling
27 15 33 | Communications Coaxial Horizontal Cabling
27 15 43 | Communications Faceplates and Connectors
27 16 00 | Communications Connecting Cords, Devices and Adapters
27 16 13 | Communications Custom Cable Assemblies
27 16 16 | Communications Media Converters, Adapters, and Transceivers
27 16 19 | Communications Patch Cords, Station Cords, and Cross Connect Wire
27 20 00 | Data Communications
27 21 00 | Data Communications Network Equipment
27 21 13 | Data Communications Firewalls
27 21 16 | Data Communications Routers, CSU/DSU, Multiplexers, Codec’s, and Modems
27 21 26 | Data Communications Network Management
27 21 29 | Data Communications Switches and Hubs
27 21 33 | Data Communications Wireless Access Points
27 22 00 | Data Communications Hardware
27 22 13 | Data Communications Mainframes
27 22 16 | Data Communications Storage and Backup
27 22 19 | Data Communications Servers
27 22 23 | Data Communications Desktops
27 22 26 | Data Communications Laptops
27 22 29 | Data Communications Handhelds
27 24 00 | Data Communications Peripheral Data Equipment
27 24 13 | Printers
27 24 16 | Scanners
27 24 19 | External Drives
27 24 23 | Audio-Video Devices
27 24 26 | Virtual Reality Equipment
27 24 29 | Disaster Recovery Equipment
27 25 00 | Data Communications Software
27 25 13 | Virus Protection Software
27 25 16 | Application Suites
27 25 19 | Email Software
27 25 23 | Graphics/Multimedia Software
27 25 26 | Customer Relationship Management Software
27 25 29 | Operating System Software
27 25 33 | Database Software
27 25 37 | Virtual Private Network Software
27 25 39 | Internet Conferencing Software
27 26 00 | Data Communications Programming and Integration Services
27 26 13 | Web Development
27 26 16 | Database Development
27 26 19 | Application Development
27 26 23 | Network Integration Requirements
27 26 26 | Data Communications Integration Requirements
27 30 00 | Voice Communications
27 31 00 | Voice Communications Switching and Routing Equipment
27 31 13 | PBX/ Key Systems
27 31 23 | Internet Protocol Voice Switches
27 32 00 | Voice Communications Telephone Sets, Facsimiles and Modems
27 32 13 | Telephone Sets
27 32 16 | Wireless Transceivers
27 32 23 | Elevator Telephones
27 32 26 | Ring-Down Emergency Telephones
27 32 29 | Facsimiles and Modems
27 32 36 | TTY Equipment
27 33 00 | Voice Communications Messaging
27 33 16 | Voice Mail and Auto Attendant
27 33 23 | Interactive Voice Response
27 33 26 | Facsimile Servers
27 34 00 | Call Accounting
27 34 13 | Toll Fraud Equipment and Software
27 34 16 | Telemanagement Software
27 35 00 | Call Management
27 35 13 | Digital Voice Announcers
27 35 16 | Automatic Call Distributors
27 35 19 | Call Status and Management Displays
27 35 23 | Dedicated 911 Systems
27 40 00 | Audio-Video Communications
27 41 00 | Audio-Video Systems
27 41 13 | Architecturally Integrated Audio-Video Equipment
27 41 16 | Integrated Audio-Video Systems and Equipment
27 41 16.25 | Integrated Audio-Video Systems and Equipment for Restaurants and Bars
27 41 16.28 | Integrated Audio-Video Systems and Equipment for Conference Rooms
27 41 16.29 | Integrated Audio-Video Systems and Equipment for Board Rooms
27 41 16.51 | Integrated Audio-Video Systems and Equipment for Classrooms
27 41 16.61 | Integrated Audio-Video Systems and Equipment for Theaters
27 41 16.62 | Integrated Audio-Video Systems and Equipment for Auditoriums
27 41 16.63 | Integrated Audio-Video Systems and Equipment for Stadiums and Arenas
27 41 19 | Portable Audio-Video Equipment
27 41 23 | Audio-Video Accessories
27 42 00 | Electronic Digital Systems
27 42 13 | Point of Sale Systems
27 42 16 | Transportation Information Display Systems
27 42 19 | Public Information Systems
27 50 00 | Distributed Communications and Monitoring Systems
27 51 00 | Distributed Audio-Video Communications Systems
27 51 13 | Paging Systems
27 51 13.13 | Overhead Paging Systems
27 51 16 | Public Address and Mass Notification Systems
27 51 19 | Sound Masking Systems
27 51 23 | Intercommunications and Program Systems
27 51 23.20 | Commercial Intercommunications and Program Systems
27 51 23.30 | Residential Intercommunications and Program Systems
27 51 23.50 | Educational Intercommunications and Program Systems
27 51 23.63 | Detention Intercommunications and Program Systems
27 51 23.70 | Healthcare Intercommunications and Program Systems
27 52 00 | Healthcare Communications and Monitoring Systems
27 52 13 | Patient Monitoring and Telemetry Systems
27 52 16 | Telemedicine Systems
27 52 19 | Healthcare Imaging Systems
27 52 23 | Nurse Call/Code Blue Systems
27 53 00 | Distributed Systems
27 53 13 | Clock Systems
27 53 16 | Infrared and Radio Frequency Tracking Systems
27 53 19 | Internal Cellular, Paging, and Antenna Systems
27 60 00 | Unassigned
27 70 00 | Unassigned
27 80 00 | Unassigned
27 90 00 | Unassigned
28 00 00 | Electronic Safety and Security
28 01 00 | Operation and Maintenance of Electronic Safety and Security
28 01 10 | Operation and Maintenance of Electronic Access Control and Intrusion Detection
28 01 10.51 | Maintenance and Administration of Electronic Access Control and Intrusion Detection
28 01 10.71 | Revisions and Upgrades of Electronic Access Control and Intrusion Detection
28 01 20 | Operation and Maintenance of Electronic Surveillance
28 01 30 | Operation and Maintenance of Electronic Detection and Alarm
28 01 30.51 | Maintenance and Administration of Electronic Detection and Alarm
28 01 30.71 | Revisions and Upgrades of Electronic Detection and Alarm
28 01 40 | Operation and Maintenance of Electronic Monitoring and Control
28 01 40.51 | Maintenance and Administration of Electronic Monitoring and Control
28 01 40.71 | Revisions and Upgrades of Electronic Monitoring and Control
28 05 00 | Common Work Results for Electronic Safety and Security
28 05 13 | Conductors and Cables for Electronic Safety and Security
28 05 13.13 | CCTV Communications Conductors and Cables
28 05 13.16 | Access Control Communications Conductors and Cables
28 05 13.19 | Intrusion Detection Communications Conductors and Cables
28 05 13.23 | Fire Alarm Communications Conductors and Cables
28 05 26 | Grounding and Bonding for Electronic Safety and Security
28 05 28 | Pathways for Electronic Safety and Security
28 05 28.29 | Hangers and Supports for Electronic Safety and Security
28 05 28.33 | Conduits and Backboxes for Electronic Safety and Security
28 05 28.36 | Cable Trays for Electronic Safety and Security
28 05 28.39 | Surface Raceways for Electronic Safety and Security
28 05 48 | Vibration and Seismic Controls for Electronic Safety and Security
28 05 53 | Identification for Electronic Safety and Security
28 06 00 | Schedules for Electronic Safety and Security
28 06 10 | Schedules for Electronic Access Control and Intrusion Detection
28 06 20 | Schedules for Electronic Surveillance
28 06 30 | Schedules for Electronic Detection and Alarm
28 06 40 | Schedules for Electronic Monitoring and Control
28 08 00 | Commissioning of Electronic Safety and Security
28 10 00 | Electronic Access Control and Intrusion Detection
28 13 00 | Access Control
28 13 13 | Access Control Global Applications
28 13 16 | Access Control Systems and Database Management
28 13 19 | Access Control Systems Infrastructure
28 13 26 | Access Control Remote Devices
28 13 33 | Access Control Interfaces
28 13 33.16 | Access Control Interfaces to Access Control Hardware
28 13 33.26 | Access Control Interfaces to Intrusion Detection
28 13 33.33 | Access Control Interfaces to Video Surveillance
28 13 33.36 | Access Control Interfaces to Fire Alarm
28 13 43 | Access Control Identification Management Systems
28 13 53 | Security Access Detection
28 13 53.13 | Security Access Metal Detectors
28 13 53.16 | Security Access X-Ray Equipment
28 13 53.29 | Security Access Sniffing Equipment
28 13 53.23 | Security Access Explosive Detection Equipment
28 16 00 | Intrusion Detection
28 16 13 | Intrusion Detection Control, GUI, and Logic Systems
28 16 16 | Intrusion Detection Systems Infrastructure
28 16 19 | Intrusion Detection Remote Devices and Sensors
28 16 33 | Intrusion Detection Interfaces
28 16 33.13 | Intrusion Detection Interfaces to Remote Monitoring
28 16 33.16 | Intrusion Detection Interfaces to Access Control Hardware
28 16 33.23 | Intrusion Detection Interfaces to Access Control System
28 16 33.33 | Intrusion Detection Interfaces to Video Surveillance
28 16 33.36 | Intrusion Detection Interfaces to Fire Alarm
28 16 43 | Perimeter Security Systems
28 16 46 | Intrusion Detection Vehicle Control Systems
28 20 00 | Electronic Surveillance
28 23 00 | Video Surveillance
28 23 13 | Video Surveillance Control and Management Systems
28 23 16 | Video Surveillance Monitoring and Supervisory Interfaces
28 23 19 | Digital Video Recorders and Analog Recording Devices
28 23 23 | Video Surveillance Systems Infrastructure
28 23 26 | Video Surveillance Remote Positioning Equipment
28 23 29 | Video Surveillance Remote Devices and Sensors
28 26 00 | Electronic Personal Protection Systems
28 26 13 | Electronic Personal Safety Detection Systems
28 26 16 | Electronic Personal Safety Alarm Annunciation and Control Systems
28 26 19 | Electronic Personal Safety Interfaces to Remote Monitoring
28 26 23 | Electronic Personal Safety Emergency Aid Devices
28 30 00 | Electronic Detection and Alarm
28 31 00 | Fire Detection and Alarm
28 31 13 | Fire Detection and Alarm Control, GUI, and Logic Systems
28 31 23 | Fire Detection and Alarm Annunciation Panels and Fire Stations
28 31 33 | Fire Detection and Alarm Interfaces
28 31 33.13 | Fire Detection and Alarm Interfaces to Remote Monitoring
28 31 33.16 | Fire Detection and Alarm Interfaces to Access Control Hardware
28 31 33.23 | Fire Detection and Alarm Interfaces to Access Control System
28 31 33.26 | Fire Detection and Alarm Interfaces to Intrusion Detection
28 31 33.33 | Fire Detection and Alarm Interfaces to Video Surveillance
28 31 33.43 | Fire Detection and Alarm Interfaces to Elevator Control
28 31 43 | Fire Detection Sensors
28 31 46 | Smoke Detection Sensors
28 31 49 | Carbon-Monoxide Detection Sensors
28 31 53 | Fire Alarm Initiating Devices
28 31 53.13 | Fire Alarm Pull Stations
28 31 53.23 | Fire Alarm Level Detectors Switches
28 31 53.33 | Fire Alarm Flow Switches
28 31 53.43 | Fire Alarm Pressure Sensors
28 31 63 | Fire Alarm Integrated Audio Visual Evacuation Systems
28 31 63.13 | Fire Alarm Horns and Strobes
28 32 00 | Radiation Detection and Alarm
28 32 13 | Radiation Detection and Alarm Control, GUI, and Logic Systems
28 32 23 | Radiation Detection and Alarm Integrated Audio Evacuation Systems
28 32 33 | Radiation and Alarm Detection Sensors
28 32 43 | Radiation and Alarm Dosimeters
28 33 00 | Fuel-Gas Detection and Alarm
28 33 13 | Fuel-Gas Detection and Alarm Control, GUI, and Logic Systems
28 33 23 | Fuel-Gas Detection and Alarm Integrated Audio Evacuation Systems
28 33 33 | Fuel-Gas Detection Sensors
28 34 00 | Fuel-Oil Detection and Alarm
28 34 13 | Fuel-Oil Detection and Alarm Control, GUI, and Logic Systems
28 34 23 | Fuel-Oil Detection and Alarm Integrated Audio Evacuation Systems
28 34 33 | Fuel-Oil Detection Sensors
28 35 00 | Refrigerant Detection and Alarm
28 35 13 | Refrigerant Detection and Alarm Control, GUI, and Logic Systems
28 35 23 | Refrigerant Detection and Alarm Integrated Audio Evacuation Systems
28 35 33 | Refrigerant Detection Sensors
28 40 00 | Electronic Monitoring and Control
28 46 00 | Electronic Detention Monitoring and Control Systems
28 46 13 | Hard-Wired Detention Monitoring and Control Systems
28 46 16 | Relay-Logic Detention Monitoring and Control Systems
28 46 19 | PLC Electronic Detention Monitoring and Control Systems
28 46 23 | Computer-Based Detention Monitoring and Control Systems
28 46 26 | Discreet-Logic Detention Monitoring and Control Systems
28 46 29 | Discreet-Distributed Intelligence Detention Monitoring and Control Systems
28 50 00 | Unassigned
28 60 00 | Unassigned
28 70 00 | Unassigned
28 80 00 | Unassigned
28 90 00 | Unassigned
31 00 00 | Earthwork
31 01 00 | Maintenance of Earthwork
31 01 10 | Maintenance of Clearing
31 01 20 | Maintenance of Earth Moving
31 01 40 | Maintenance of Shoring and Underpinning
31 01 50 | Maintenance of Excavation Support and Protection
31 01 60 | Maintenance of Special Foundations and Load Bearing Elements
31 01 62 | Maintenance of Driven Piles
31 01 62.61 | Driven Pile Repairs
31 01 63 | Maintenance of Bored and Augered Piles
31 01 63.61 | Bored and Augered Pile Repairs
31 01 70 | Maintenance of Tunneling and Mining
31 01 70.61 | Tunnel Leak Repairs
31 05 00 | Common Work Results for Earthwork
31 05 13 | Soils for Earthwork
31 05 16 | Aggregates for Earthwork
31 05 19 | Geosynthetics for Earthwork
31 05 19.13 | Geotextiles for Earthwork
31 05 19.16 | Geomembranes for Earthwork
31 05 19.19 | Geogrids for Earthwork
31 05 23 | Cement and Concrete for Earthwork
31 06 00 | Schedules for Earthwork
31 06 10 | Schedules for Clearing
31 06 20 | Schedules for Earth Moving
31 06 20.13 | Trench Dimension Schedule
31 06 20.16 | Backfill Material Schedule
31 06 40 | Schedules for Shoring and Underpinning
31 06 50 | Schedules for Excavation Support and Protection
31 06 60 | Schedules for Special Foundations and Load Bearing Elements
31 06 60.13 | Driven Pile Schedule
31 06 60.16 | Caisson Schedule
31 06 70 | Schedules for Tunneling and Mining
31 08 00 | Commissioning of Earthwork
31 09 00 | Geotechnical Instrumentation and Monitoring of Earthwork
31 09 13 | Geotechnical Instrumentation and Monitoring
31 09 13.13 | Groundwater Monitoring During Construction
31 09 16 | Special Foundation and Load Bearing Elements Instrumentation and Monitoring
31 09 16.13 | Foundation Performance Instrumentation
31 09 16.23 | Driven Pile Load Tests
31 09 16.26 | Bored and Augered Pile Load Tests
31 10 00 | Site Clearing
31 11 00 | Clearing and Grubbing
31 12 00 | Selective Clearing
31 13 00 | Selective Tree and Shrub Removal and Trimming
31 13 13 | Selective Tree and Shrub Removal
31 13 16 | Selective Tree and Shrub Trimming
31 14 00 | Earth Stripping and Stockpiling
31 14 13 | Soil Stripping and Stockpiling
31 14 13.13 | Soil Stripping
31 14 13.16 | Soil Stockpiling
31 14 13.23 | Topsoil Stripping and Stockpiling
31 14 16 | Sod Stripping and Stockpiling
31 14 16.13 | Sod Stripping
31 14 16.16 | Sod Stockpiling
31 20 00 | Earth Moving
31 21 00 | Off-Gassing Mitigation
31 21 13 | Radon Mitigation
31 21 13.13 | Radon Venting
31 21 16 | Methane Mitigation
31 21 16.13 | Methane Venting
31 22 00 | Grading
31 22 13 | Rough Grading
31 22 16 | Fine Grading
31 22 16.13 | Roadway Subgrade Reshaping
31 22 19 | Finish Grading
31 22 19.13 | Spreading and Grading Topsoil
31 23 00 | Excavation and Fill
31 23 13 | Subgrade Preparation
31 23 16 | Excavation
31 23 16.13 | Trenching
31 23 16.16 | Structural Excavation for Minor Structures
31 23 16.26 | Rock Removal
31 23 19 | Dewatering
31 23 23 | Fill
31 23 23.13 | Backfill
31 23 23.23 | Compaction
31 23 23.33 | Flowable Fill
31 23 23.43 | Geofoam
31 23 33 | Trenching and Backfilling
31 24 00 | Embankments
31 24 13 | Roadway Embankments
31 24 16 | Railway Embankments
31 25 00 | Erosion and Sedimentation Controls
31 25 13 | Erosion Controls
31 25 23 | Rock Barriers
31 25 53 | Sedimentation Controls
31 25 63 | Rock Basins
31 30 00 | Earthwork Methods
31 31 00 | Soil Treatment
31 31 13 | Rodent Control
31 31 13.16 | Rodent Control Bait Systems
31 31 13.19 | Rodent Control Traps
31 31 13.23 | Rodent Control Electronic Systems
31 31 13.26 | Rodent Control Repellants
31 31 16 | Termite Control
31 31 16.13 | Chemical Termite Control
31 31 16.16 | Termite Control Bait Systems
31 31 16.19 | Termite Control Barriers
31 31 19 | Vegetation Control
31 31 19.13 | Chemical Vegetation Control
31 32 00 | Soil Stabilization
31 32 13 | Soil Mixing Stabilization
31 32 13.13 | Asphalt Soil Stabilization
31 32 13.16 | Cement Soil Stabilization
31 32 13.19 | Lime Soil Stabilization
31 32 13.23 | Fly-Ash Soil Stabilization
31 32 13.26 | Lime-Fly-Ash Soil Stabilization
31 32 16 | Chemical Treatment Soil Stabilization
31 32 16.13 | Polymer Emulsion Soil Stabilization
31 32 19 | Geosynthetic Soil Stabilization and Layer Separation
31 32 19.13 | Geogrid Soil Stabilization
31 32 19.16 | Geotextile Soil Stabilization
31 32 19.19 | Geogrid Layer Separation
31 32 19.23 | Geotextile Layer Separation
31 32 23 | Pressure Grouting Soil Stabilization
31 32 23.13 | Cementitious Pressure Grouting Soil Stabilization
31 32 23.16 | Chemical Pressure Grouting Soil Stabilization
31 32 33 | Shotcrete Soil Slope Stabilization
31 32 36 | Soil Nailing
31 32 36.13 | Driven Soil Nailing
31 32 36.16 | Grouted Soil Nailing
31 32 36.19 | Corrosion-Protected Soil Nailing
31 32 36.23 | Jet-Grouted Soil Nailing
31 32 36.26 | Launched Soil Nailing
31 33 00 | Rock Stabilization
31 33 13 | Rock Bolting and Grouting
31 33 23 | Rock Slope Netting
31 33 26 | Rock Slope Wire Mesh
31 33 33 | Shotcrete Rock Slope Stabilization
31 33 43 | Vegetated Rock Slope Stabilization
31 34 00 | Soil Reinforcement
31 34 19 | Geosynthetic Soil Reinforcement
31 34 19.13 | Geogrid Soil Reinforcement
31 34 19.16 | Geotextile Soil Reinforcement
31 34 23 | Fiber Soil Reinforcement
31 34 23.13 | Geosynthetic Fiber Soil Reinforcement
31 35 00 | Slope Protection
31 35 19 | Geosynthetic Slope Protection
31 35 19.13 | Geogrid Slope Protection
31 35 19.16 | Geotextile Slope Protection
31 35 19.19 | Slope Protection with Mulch Control Netting
31 35 23 | Slope Protection with Slope Paving
31 35 23.13 | Cast-In-Place Concrete Slope Paving
31 35 23.16 | Precast Concrete Slope Paving
31 35 23.19 | Concrete Unit Masonry Slope Paving
31 35 26 | Containment Barriers
31 35 26.13 | Clay Containment Barriers
31 35 26.16 | Geomembrane Containment Barriers
31 35 26.23 | Bentonite Slurry Trench
31 36 00 | Gabions
31 36 13 | Gabion Boxes
31 36 19 | Gabion Mattresses
31 36 19.13 | Vegetated Gabion Mattresses
31 37 00 | Riprap
31 37 13 | Machined Riprap
31 37 16 | Non-Machined Riprap
31 37 16.13 | Rubble-Stone Riprap
31 37 16.16 | Concrete Unit Masonry Riprap
31 37 16.19 | Sacked Sand-Cement Riprap
31 40 00 | Shoring and Underpinning
31 41 00 | Shoring
31 41 13 | Timber Shoring
31 41 16 | Sheet Piling
31 41 16.13 | Steel Sheet Piling
31 41 16.16 | Plastic Sheet Piling
31 41 19 | Metal Hydraulic Shoring
31 41 19.13 | Aluminum Hydraulic Shoring
31 41 23 | Pneumatic Shoring
31 41 33 | Trench Shielding
31 43 00 | Concrete Raising
31 43 13 | Pressure Grouting
31 43 13.13 | Concrete Pressure Grouting
31 43 13.16 | Polyurethane Pressure Grouting
31 43 16 | Compaction Grouting
31 43 19 | Mechanical Jacking
31 45 00 | Vibroflotation and Densification
31 45 13 | Vibroflotation
31 45 16 | Densification
31 46 00 | Needle Beams
31 46 13 | Cantilever Needle Beams
31 48 00 | Underpinning
31 48 13 | Underpinning Piers
31 48 19 | Bracket Piers
31 48 23 | Jacked Piers
31 48 33 | Micropile Underpinning
31 50 00 | Excavation Support and Protection
31 51 00 | Anchor Tiebacks
31 51 13 | Excavation Soil Anchors
31 51 16 | Excavation Rock Anchors
31 52 00 | Cofferdams
31 52 13 | Sheet Piling Cofferdams
31 52 16 | Timber Cofferdams
31 52 19 | Precast Concrete Cofferdams
31 53 00 | Cribbing and Walers
31 53 13 | Timber Cribwork
31 54 00 | Ground Freezing
31 56 00 | Slurry Walls
31 56 13 | Bentonite Slurry Walls
31 56 13.13 | Soil-Bentonite Slurry Walls
31 56 13.16 | Cement-Bentonite Slurry Walls
31 56 13.19 | Slag-Cement-Bentonite Slurry Walls
31 56 13.23 | Soil-Cement-Bentonite Slurry Walls
31 56 13.26 | Pozzolan-Bentonite Slurry Walls
31 56 13.29 | Organically-Modified Bentonite Slurry Walls
31 56 16 | Attipulgite Slurry Walls
31 56 16.13 | Soil-Attipulgite Slurry Walls
31 56 19 | Slurry-Geomembrane Composite Slurry Walls
31 56 23 | Lean Concrete Slurry Walls
31 56 26 | Bio-Polymer Trench Drain
31 60 00 | Special Foundations and Load-Bearing Elements
31 62 00 | Driven Piles
31 62 13 | Concrete Piles
31 62 13.13 | Cast-in-Place Concrete Piles
31 62 13.16 | Concrete Displacement Piles
31 62 13.19 | Precast Concrete Piles
31 62 13.23 | Prestressed Concrete Piles
31 62 13.26 | Pressure-Injected Footings
31 62 16 | Steel Piles
31 62 16.13 | Sheet Steel Piles
31 62 16.16 | Steel H Piles
31 62 16.19 | Unfilled Tubular Steel Piles
31 62 19 | Timber Piles
31 62 23 | Composite Piles
31 62 23.13 | Concrete-Filled Steel Piles
31 62 23.16 | Wood and Cast-In-Place Concrete Piles
31 63 00 | Bored Piles
31 63 13 | Bored and Augered Test Piles
31 63 16 | Auger Cast Grout Piles
31 63 19 | Bored and Socketed Piles
31 63 19.13 | Rock Sockets for Piles
31 63 23 | Bored Concrete Piles
31 63 23.13 | Bored and Belled Concrete Piles
31 63 23.16 | Bored Friction Concrete Piles
31 63 26 | Drilled Caissons
31 63 26.13 | Fixed End Caisson Piles
31 63 26.16 | Concrete Caissons for Marine Construction
31 63 29 | Drilled Concrete Piers and Shafts
31 63 29.13 | Uncased Drilled Concrete Piers
31 63 29.16 | Cased Drilled Concrete Piers
31 63 33 | Drilled Micropiles
31 64 00 | Caissons
31 64 13 | Box Caissons
31 64 16 | Excavated Caissons
31 64 19 | Floating Caissons
31 64 23 | Open Caissons
31 64 26 | Pneumatic Caissons
31 64 29 | Sheeted Caissons
31 66 00 | Special Foundations
31 66 13 | Special Piles
31 66 16 | Special Foundation Walls
31 66 16.13 | Anchored Foundation Walls
31 66 16.23 | Concrete Cribbing Foundation Walls
31 66 16.26 | Metal Cribbing Foundation Walls
31 66 16.33 | Manufactured Modular Foundation Walls
31 66 16.43 | Mechanically Stabilized Earth Foundation Walls
31 66 16.46 | Slurry Diaphragm Foundation Walls
31 66 16.53 | Soldier-Beam Foundation Walls
31 66 16.56 | Permanently-Anchored Soldier-Beam Foundation Walls
31 66 19 | Refrigerated Foundations
31 68 00 | Foundation Anchors
31 68 13 | Rock Foundation Anchors
31 70 00 | Tunneling and Mining
31 71 00 | Tunnel Excavation
31 71 13 | Shield Driving Tunnel Excavation
31 71 16 | Tunnel Excavation by Drilling and Blasting
31 71 19 | Tunnel Excavation by Tunnel Boring Machine
31 72 00 | Tunnel Support Systems
31 72 13 | Rock Reinforcement and Initial Support
31 72 16 | Steel Ribs and Lagging
31 73 00 | Tunnel Grouting
31 73 13 | Cement Tunnel Grouting
31 73 16 | Chemical Tunnel Grouting
31 74 00 | Tunnel Construction
31 74 13 | Cast-in-Place Concrete Tunnel Lining
31 74 16 | Precast Concrete Tunnel Lining
31 74 19 | Shotcrete Tunnel Lining
31 75 00 | Shaft Construction
31 75 13 | Cast-in-Place Concrete Shaft Lining
31 75 16 | Precast Concrete Shaft Lining
31 77 00 | Submersible Tube Tunnels
31 77 13 | Trench Excavation for Submerged Tunnels
31 77 16 | Tube Construction (Outfitting Tunnel Tubes)
31 77 19 | Floating and Laying Submerged Tunnels
31 80 00 | Unassigned
31 90 00 | Unassigned
32 00 00 | Exterior Improvements
32 01 00 | Operation and Maintenance of Exterior Improvements
32 01 11 | Paving Cleaning
32 01 11.51 | Rubber and Paint Removal from Paving
32 01 11.52 | Rubber Removal from Paving
32 01 11.53 | Paint Removal from Paving
32 01 13 | Flexible Paving Surface Treatment
32 01 13.61 | Slurry Seal (Latex Modified)
32 01 13.62 | Asphalt Surface Treatment
32 01 16 | Flexible Paving Rehabilitation
32 01 16.71 | Cold Milling Asphalt Paving
32 01 16.72 | Asphalt Paving Reuse
32 01 16.73 | In Place Cold Reused Asphalt Paving
32 01 16.74 | In Place Hot Reused Asphalt Paving
32 01 16.75 | Heater Scarifying of Asphalt Paving
32 01 17 | Flexible Paving Repair
32 01 17.61 | Sealing Cracks in Asphalt Paving
32 01 17.62 | Stress-Absorbing Membrane Interlayer
32 01 19 | Rigid Paving Surface Treatment
32 01 19.61 | Sealing of Joints in Rigid Paving
32 01 19.62 | Patching of Rigid Paving
32 01 23 | Base Course Reconditioning
32 01 26 | Rigid Paving Rehabilitation
32 01 26.71 | Grooving of Concrete Paving
32 01 26.72 | Grinding of Concrete Paving
32 01 26.73 | Milling of Concrete Paving
32 01 26.74 | Concrete Overlays
32 01 26.75 | Concrete Paving Reuse
32 01 29 | Rigid Paving Repair
32 01 29.61 | Partial Depth Patching of Rigid Paving
32 01 29.62 | Concrete Paving Raising
32 01 29.63 | Subsealing and Stabilization
32 01 30 | Operation and Maintenance of Site Improvements
32 01 80 | Operation and Maintenance of Irrigation
32 01 90 | Operation and Maintenance of Planting
32 01 90.13 | Fertilizing
32 01 90.16 | Amending Soils
32 01 90.19 | Mowing
32 01 90.23 | Pruning
32 01 90.26 | Watering
32 01 90.29 | Topsoil Preservation
32 01 90.33 | Tree and Shrub Preservation
32 05 00 | Common Work Results for Exterior Improvements
32 05 13 | Soils for Exterior Improvements
32 05 16 | Aggregates for Exterior Improvements
32 05 19 | Geosynthetics for Exterior Improvements
32 05 19.13 | Geotextiles for Exterior Improvements
32 05 19.16 | Geomembranes for Exterior Improvements
32 05 19.19 | Geogrids for Exterior Improvements
32 05 23 | Cement and Concrete for Exterior Improvements
32 05 33 | Common Work Results for Planting
32 06 00 | Schedules for Exterior Improvements
32 06 10 | Schedules for Bases, Ballasts, and Paving
32 06 10.13 | Pedestrian Walkway Schedule
32 06 30 | Schedules for Site Improvements
32 06 30.13 | Retaining Wall Schedule
32 06 80 | Schedules for Irrigation
32 06 80.13 | Irrigation Piping Schedule
32 06 90 | Schedules for Planting
32 06 90.13 | Planting Schedule
32 08 00 | Commissioning of Exterior Improvements
32 10 00 | Bases, Ballasts, and Paving
32 11 00 | Base Courses
32 11 13 | Subgrade Modifications
32 11 13.13 | Lime-Treated Subgrades
32 11 13.16 | Bituminous-Treated Subgrades
32 11 16 | Subbase Courses
32 11 16.13 | Sand-Clay Subbase Courses
32 11 16.16 | Aggregate Subbase Courses
32 11 23 | Aggregate Base Courses
32 11 23.13 | Sand-Clay Base Courses
32 11 23.23 | Base Course Drainage Layers
32 11 26 | Asphaltic Base Courses
32 11 26.13 | Plant Mix Asphaltic Base Courses
32 11 26.16 | Road Mix Asphaltic Base Courses
32 11 26.19 | Bituminous-Stabilized Base Courses
32 11 29 | Lime Treated Base Courses
32 11 29.13 | Lime-Fly Ash-Treated Base Courses
32 11 33 | Cement-Treated Base Courses
32 11 33.13 | Portland Cement-Stabilized Base Courses
32 11 36 | Concrete Base Courses
32 11 36.13 | Lean Concrete Base Courses
32 11 36.16 | Plain Cement Concrete Base Courses
32 11 36.19 | Hydraulic Cement Concrete Base Courses
32 12 00 | Flexible Paving
32 12 13 | Preparatory Coats
32 12 13.13 | Tack Coats
32 12 13.16 | Asphaltic Tack Coats
32 12 13.19 | Prime Coats
32 12 13.23 | Asphaltic Prime Coats
32 12 16 | Asphalt Paving
32 12 16.13 | Plant-Mix Asphalt Paving
32 12 16.16 | Road-Mix Asphalt Paving
32 12 16.19 | Cold-Mix Asphalt Paving
32 12 16.23 | Reinforced Asphalt Paving
32 12 16.26 | Fiber-Modified Asphalt Paving
32 12 16.29 | Polymer-Modified Asphalt Paving
32 12 16.33 | Granulated Rubber-Modified Asphalt Paving
32 12 16.36 | Athletic Asphalt Paving
32 12 19 | Asphalt Paving Wearing Courses
32 12 19.13 | Road-Mix Asphalt Paving Wearing Courses
32 12 19.16 | Resin-Modified Asphalt Paving Wearing Courses
32 12 19.19 | Porous Friction Asphalt Paving Wearing Courses
32 12 33 | Flexible Paving Surface Treatments
32 12 36 | Seal Coats
32 12 36.13 | Asphaltic Seal and Fog Coats
32 12 36.16 | Coal Tar Seal Coats
32 12 36.19 | Coal Tar Seal Coats with Unvulcanized Rubber
32 12 36.23 | Fuel-Resistant Sealers
32 12 43 | Porous Flexible Paving
32 12 73 | Asphalt Paving Joint Sealants
32 13 00 | Rigid Paving
32 13 13 | Concrete Paving
32 13 13.13 | Exposed Aggregate Concrete Paving
32 13 13.16 | Power-Compacted Concrete Paving
32 13 13.19 | Prestressed Concrete Paving
32 13 13.23 | Concrete Paving Surface Treatment
32 13 16 | Decorative Concrete Paving
32 13 16.13 | Patterned Concrete Paving
32 13 16.16 | Roller-Compacted Concrete Paving
32 13 16.19 | Imprinted Concrete Paving
32 13 16.23 | Stamped Concrete Paving
32 13 73 | Concrete Paving Joint Sealants
32 13 73.13 | Fuel-Resistant Concrete Paving Joint Sealants
32 13 73.16 | Field-Molded Concrete Paving Joint Sealants
32 13 73.19 | Compression Concrete Paving Joint Sealants
32 14 00 | Unit Paving
32 14 13 | Precast Concrete Unit Paving
32 14 13.13 | Interlocking Precast Concrete Unit Paving
32 14 13.16 | Precast Concrete Unit Paving Slabs
32 14 13.19 | Porous Precast Concrete Unit Paving
32 14 16 | Brick Unit Paving
32 14 23 | Asphalt Unit Paving
32 14 26 | Wood Paving
32 14 29 | Recycled-Rubber Paving
32 14 40 | Stone Paving
32 14 43 | Porous Unit Paving
32 15 00 | Aggregate Surfacing
32 15 13 | Cinder Surfacing
32 15 40 | Crushed Stone Surfacing
32 16 00 | Curbs and Gutters
32 16 13 | Concrete Curbs and Gutters
32 16 13.13 | Cast-In-Place Concrete Curbs and Gutters
32 16 13.16 | Cast-In-Place Concrete Curbs
32 16 13.19 | Cast-In-Place Concrete Gutters
32 16 13.23 | Precast Concrete Curbs and Gutters
32 16 13.26 | Precast Concrete Curbs
32 16 13.29 | Precast Concrete Gutters
32 16 19 | Asphalt Curbs
32 16 40 | Stone Curbs
32 16 40.13 | Manufactured Stone Curbs
32 17 00 | Paving Specialties
32 17 13 | Parking Bumpers
32 17 13.13 | Metal Parking Bumpers
32 17 13.16 | Plastic Parking Bumpers
32 17 13.19 | Precast Concrete Parking Bumpers
32 17 13.23 | Rubber Parking Bumpers
32 17 13.26 | Wood Parking Bumpers
32 17 23 | Pavement Markings
32 17 23.13 | Painted Pavement Markings
32 17 23.23 | Raised Pavement Markings
32 17 23.33 | Plastic Pavement Markings
32 17 26 | Tactile Warning Surfacing
32 18 00 | Athletic and Recreational Surfacing
32 18 13 | Synthetic Grass Surfacing
32 18 16 | Synthetic Resilient Surfacing
32 18 16.13 | Playground Protective Surfacing
32 18 23 | Athletic Surfacing
32 18 23.13 | Baseball Field Surfacing
32 18 23.16 | Natural Baseball Field Surfacing
32 18 23.19 | Synthetic Baseball Field Surfacing
32 18 23.23 | Field Sport Surfacing
32 18 23.26 | Natural Field Sport Surfacing
32 18 23.29 | Synthetic Field Sport Surfacing
32 18 23.33 | Running Track Surfacing
32 18 23.36 | Natural Running Track Surfacing
32 18 23.39 | Synthetic Running Track Surfacing
32 18 23.43 | Recreational Court Surfacing
32 18 23.53 | Tennis Court Surfacing
32 18 23.56 | Natural Tennis Court Surfacing
32 18 23.59 | Synthetic Tennis Court Surfacing
32 20 00 | Unassigned
32 30 00 | Site Improvements
32 31 00 | Fences and Gates
32 31 13 | Chain Link Fences and Gates
32 31 13.23 | Recreational Court Fences and Gates
32 31 13.26 | Tennis Court Fences and Gates
32 31 13.29 | Tennis Court Wind Breaker
32 31 13.33 | Chain Link Backstops
32 31 13.53 | High-Security Chain Link Fences and Gates
32 31 16 | Welded Wire Fences and Gates
32 31 19 | Decorative Metal Fences and Gates
32 31 23 | Plastic Fences and Gates
32 31 26 | Wire Fences and Gates
32 31 29 | Wood Fences and Gates
32 32 00 | Retaining Walls
32 32 13 | Cast-in-Place Concrete Retaining Walls
32 32 16 | Precast Concrete Retaining Walls
32 32 19 | Unit Masonry Retaining Walls
32 32 23 | Segmental Retaining Walls
32 32 23.13 | Segmental Concrete Unit Masonry Retaining Walls
32 32 23.16 | Manufactured Modular Walls
32 32 26 | Metal Crib Retaining Walls
32 32 29 | Timber Retaining Walls
32 32 34 | Reinforced Soil Retaining Walls
32 32 36 | Gabion Retaining Walls
32 32 43 | Soldier-Beam Retaining Walls
32 34 00 | Fabricated Bridges
32 35 00 | Screening Devices
32 35 13 | Screens and Louvers
32 35 16 | Sound Barriers
32 40 00 | Unassigned
32 50 00 | Unassigned
32 60 00 | Unassigned
32 70 00 | Wetlands
32 71 00 | Constructed Wetlands
32 72 00 | Wetlands Restoration
32 80 00 | Irrigation
32 82 00 | Irrigation Pumps
32 84 00 | Planting Irrigation
32 84 13 | Drip Irrigation
32 84 23 | Underground Sprinklers
32 86 00 | Agricultural Irrigation
32 90 00 | Planting
32 91 00 | Planting Preparation
32 91 13 | Soil Preparation
32 91 13.13 | Hydro-Punching
32 91 13.16 | Mulching
32 91 13.19 | Planting Soil Mixing
32 91 13.23 | Structural Soil Mixing
32 91 13.26 | Planting Beds
32 91 16 | Planting Soil Stabilization
32 91 16.13 | Blanket Planting Soil Stabilization
32 91 16.16 | Mat Planting Soil Stabilization
32 91 16.19 | Netting Planting Soil Stabilization
32 91 19 | Landscape Grading
32 91 19.13 | Topsoil Placement and Grading
32 92 00 | Turf and Grasses
32 92 13 | Hydro-Mulching
32 92 16 | Plugging
32 92 19 | Seeding
32 92 19.13 | Mechanical Seeding
32 92 19.16 | Hydraulic Seeding
32 92 23 | Sodding
32 92 26 | Sprigging
32 92 26.13 | Stolonizing
32 93 00 | Plants
32 93 13 | Ground Covers
32 93 23 | Plants and Bulbs
32 93 33 | Shrubs
32 93 43 | Trees
32 94 00 | Planting Accessories
32 94 13 | Landscape Edging
32 94 16 | Landscape Timbers
32 94 33 | Planters
32 94 43 | Tree Grates
32 94 46 | Tree Grids
32 96 00 | Transplanting
32 96 13 | Ground Cover Transplanting
32 96 23 | Plant and Bulb Transplanting
32 96 33 | Shrub Transplanting
32 96 43 | Tree Transplanting
33 00 00 | Utilities
33 01 00 | Operation and Maintenance of Utilities
33 01 10 | Operation and Maintenance of Water Utilities
33 01 20 | Operation and Maintenance of Wells
33 01 30 | Operation and Maintenance of Sewer Utilities
33 01 30.13 | Sewer and Manhole Testing
33 01 30.16 | TV Inspection of Sewer Pipelines
33 01 30.51 | Maintenance of Sewer Utilities
33 01 30.52 | Pond and Reservoir Maintenance
33 01 30.61 | Sewer and Pipe Joint Sealing
33 01 30.62 | Manhole Grout Sealing
33 01 30.71 | Rehabilitation of Sewer Utilities
33 01 30.72 | Relining Sewers
33 01 50 | Operation and Maintenance of Fuel Distribution Lines
33 01 50.51 | Cleaning Fuel-Storage Tanks
33 01 50.71 | Lining of Steel Fuel-Storage Tanks
33 01 60 | Operation and Maintenance of Hydronic and Steam Energy Utilities
33 01 70 | Operation and Maintenance of Electrical Utilities
33 01 80 | Operation and Maintenance of Communications Utilities
33 05 00 | Common Work Results for Utilities
33 05 13 | Manholes and Structures
33 05 13.13 | Manhole Grade Adjustment
33 05 16 | Utility Structures
33 05 16.13 | Precast Concrete Utility Structures
33 05 16.53 | Rebuilding Utility Structures
33 05 19 | Pressure Piping Tied Joint Restraint System
33 05 23 | Trenchless Utility Installation
33 05 23.13 | Utility Horizontal Directional Drilling
33 05 23.16 | Utility Pipe Jacking
33 05 23.19 | Microtunneling
33 05 23.23 | Utility Pipe Ramming
33 05 23.26 | Utility Impact Moling
33 05 23.29 | Cable Trenching and Plowing
33 05 26 | Utility Line Signs, Markers, and Flags
33 06 00 | Schedules for Utilities
33 06 10 | Schedules for Water Utilities
33 06 20 | Schedules for Wells
33 06 30 | Schedules for Sanitary Sewerage Utilities
33 06 40 | Schedules for Storm Drainage Utilities
33 06 40.13 | Storm Drainage Schedule
33 06 50 | Schedules for Fuel Distribution Utilities
33 06 60 | Schedules for Hydronic and Steam Energy Utilities
33 06 70 | Schedules for Electrical Utilities
33 06 80 | Schedules for Communications Utilities
33 08 00 | Commissioning of Utilities
33 08 10 | Commissioning of Water Utilities
33 08 20 | Commissioning of Wells
33 08 30 | Commissioning of Sanitary Sewerage Utilities
33 08 40 | Commissioning of Storm Drainage Utilities
33 08 50 | Commissioning of Fuel Distribution Utilities
33 08 60 | Commissioning of Hydronic and Steam Energy Utilities
33 08 70 | Commissioning of Electrical Utilities
33 08 80 | Commissioning of Communications Utilities
33 09 00 | Instrumentation and Control for Utilities
33 09 10 | Instrumentation and Control for Water Utilities
33 09 20 | Instrumentation and Control for Wells
33 09 30 | Instrumentation and Control for Sanitary Sewerage Utilities
33 09 40 | Instrumentation and Control for Storm Drainage Utilities
33 09 50 | Instrumentation and Control for Fuel Distribution Utilities
33 09 60 | Instrumentation and Control for Hydronic and Steam Energy Utilities
33 09 70 | Instrumentation and Control for Electrical Utilities
33 09 80 | Instrumentation and Control for Communications Utilities
33 10 00 | Water Utilities
33 11 00 | Water Utility Distribution Piping
33 11 13 | Public Water Utility Distribution Piping
33 11 16 | Site Water Utility Distribution Piping
33 11 19 | Fire Suppression Utility Water Distribution Piping
33 12 00 | Water Utility Distribution Equipment
33 12 13 | Water Service Connections
33 12 13.13 | Water Supply Backflow Preventer Assemblies
33 12 16 | Water Utility Distribution Valves
33 12 19 | Water Utility Distribution Fire Hydrants
33 12 23 | Water Utility Pumping Stations
33 12 33 | Water Utility Metering
33 13 00 | Disinfecting of Water Utility Distribution
33 16 00 | Water Utility Storage Tanks
33 16 13 | Aboveground Water Utility Storage Tanks
33 16 13.13 | Steel Aboveground Water Utility Storage Tanks
33 16 13.16 | Prestressed Concrete Aboveground Water Utility Storage Tanks
33 16 16 | Underground Water Utility Storage Tanks
33 16 19 | Elevated Water Utility Storage Tanks
33 20 00 | Wells
33 21 00 | Water Supply Wells
33 21 13 | Public Water Supply Wells
33 21 16 | Irrigation Water Wells
33 22 00 | Test Wells
33 23 00 | Extraction Wells
33 24 00 | Monitoring Wells
33 24 13 | Groundwater Monitoring Wells
33 25 00 | Recharge Wells
33 26 00 | Relief Wells
33 29 00 | Well Abandonment
33 30 00 | Sanitary Sewerage Utilities
33 31 00 | Sanitary Utility Sewerage Piping
33 31 13 | Public Sanitary Utility Sewerage Piping
33 31 16 | Industrial Waste Utility Sewerage Piping
33 32 00 | Wastewater Utility Pumping Stations
33 32 13 | Packaged Utility Lift Stations
33 32 13.13 | Packaged Sewage Lift Stations, Wet Well Type
33 32 16 | Packaged Utility Wastewater Pumping Stations
33 32 16.13 | Packaged Sewage Grinder Pumping Units
33 32 19 | Public Utility Wastewater Pumping Stations
33 33 00 | Low Pressure Utility Sewerage
33 33 13 | Sanitary Utility Sewerage
33 33 16 | Combined Utility Sewerage
33 34 00 | Sanitary Utility Sewerage Force Mains
33 34 13 | Sanitary Utility Sewerage Inverted Siphons
33 36 00 | Utility Septic Tanks
33 36 13 | Utility Septic Tank and Effluent Wet Wells
33 36 16 | Utility Septic Tank Effluent Pumps
33 36 33 | Utility Drainage Field
33 39 00 | Sanitary Utility Sewerage Structures
33 39 13 | Sanitary Utility Sewerage Manholes, Frames, and Covers
33 39 23 | Sanitary Utility Sewerage Cleanouts
33 40 00 | Storm Drainage Utilities
33 41 00 | Storm Utility Drainage Piping
33 41 13 | Public Storm Utility Drainage Piping
33 42 00 | Culverts
33 42 13 | Pipe Culverts
33 42 13.13 | Public Pipe Culverts
33 42 16 | Concrete Culverts
33 42 16.13 | Precast Concrete Culverts
33 42 16.16 | Cast-in-Place Concrete Culverts
33 44 00 | Storm Utility Water Drains
33 44 13 | Utility Area Drains
33 44 13.13 | Catchbasins
33 44 16 | Utility Trench Drains
33 44 19 | Utility Storm Water Treatment
33 44 19.13 | In-Line Utility Storm Water Filters
33 44 19.16 | Catch Basin Insert Utility Storm Water Filters
33 44 19.19 | Utility Oil and Gas Separators
33 45 00 | Storm Utility Drainage Pumps
33 46 00 | Subdrainage
33 46 13 | Foundation Drainage
33 46 13.13 | Foundation Drainage Piping
33 46 13.16 | Geocomposite Foundation Drainage
33 46 16 | Subdrainage Piping
33 46 16.13 | Subdrainage Piping
33 46 16.16 | Geocomposite Subdrainage
33 46 16.19 | Pipe Underdrains
33 46 19 | Underslab Drainage
33 46 19.13 | Underslab Drainage Piping
33 46 19.16 | Geocomposite Underslab Drainage
33 46 23 | Drainage Layers
33 46 23.16 | Gravel Drainage Layers
33 46 23.19 | Geosynthetic Drainage Layers
33 46 26 | Geotextile Subsurface Drainage Filtration
33 46 33 | Retaining Wall Drainage
33 47 00 | Ponds and Reservoirs
33 47 13 | Pond and Reservoir Liners
33 47 13.13 | Pond Liners
33 47 13.53 | Reservoir Liners
33 47 16 | Pond and Reservoir Covers
33 47 16.13 | Pond Covers
33 47 16.53 | Reservoir Covers
33 47 19 | Water Ponds and Reservoirs
33 47 19.13 | Water Distribution Ponds
33 47 19.16 | Water Retainage Reservoirs
33 47 19.23 | Cooling Water Ponds
33 47 19.33 | Fire-Protection Water Ponds
33 47 23 | Sanitary Sewerage Lagoons
33 47 26 | Storm Drainage Ponds and Reservoirs
33 47 26.13 | Stabilization Ponds
33 47 26.16 | Retention Basins
33 47 26.19 | Leaching Pits
33 49 00 | Storm Drainage Structures
33 49 13 | Storm Drainage Manholes, Frames, and Covers
33 49 23 | Storm Drainage Water Retention Structures
33 50 00 | Fuel Distribution Utilities
33 51 00 | Natural-Gas Distribution
33 51 13 | Natural-Gas Piping
33 51 33 | Natural-Gas Metering
33 52 00 | Liquid Fuel Distribution
33 52 13 | Fuel-Oil Distribution
33 52 13.13 | Fuel-Oil Piping
33 52 13.23 | Fuel-Oil Pumps
33 52 16 | Gasoline Distribution
33 52 16.13 | Gasoline Piping
33 52 16.23 | Gasoline Pumps
33 52 19 | Diesel Fuel Distribution
33 52 19.13 | Diesel Fuel Piping
33 52 19.23 | Diesel Fuel Pumps
33 52 43 | Aviation Fuel Distribution
33 52 43.13 | Aviation Fuel Piping
33 52 43.16 | Aviation Fuel Connections
33 52 43.19 | Aviation Fuel Grounding
33 52 43.23 | Aviation Fuel Pumps
33 56 00 | Fuel-Storage Tanks
33 56 13 | Aboveground Fuel-Storage Tanks
33 56 16 | Underground Fuel-Storage Tanks
33 56 43 | Aviation Fuel-Storage Tanks
33 56 43.13 | Aboveground Aviation Fuel-Storage Tanks
33 56 43.16 | Underground Aviation Fuel-Storage Tanks
33 56 53 | Compressed Gases Storage Tanks
33 60 00 | Hydronic and Steam Energy Utilities
33 61 00 | Hydronic Energy Distribution
33 61 13 | Underground Hydronic Energy Distribution
33 61 23 | Aboveground Hydronic Energy Distribution
33 61 33 | Hydronic Energy Distribution Metering
33 63 00 | Steam Energy Distribution
33 63 13 | Underground Steam and Condensate Distribution Piping
33 63 23 | Aboveground Steam and Condensate Distribution Piping
33 63 33 | Steam Energy Distribution Metering
33 70 00 | Electrical Utilities
33 71 00 | Electrical Utility Transmission and Distribution
33 71 13 | Electrical Utility Towers
33 71 13.13 | Precast Concrete Electrical Utility Towers
33 71 13.23 | Steel Electrical Utility Towers
33 71 13.33 | Wood Electrical Utility Towers
33 71 16 | Electrical Utility Poles
33 71 16.13 | Precast Concrete Electrical Utility Poles
33 71 16.23 | Steel Electrical Utility Poles
33 71 16.33 | Wood Electrical Utility Poles
33 71 19 | Electrical Underground Ducts and Manholes
33 71 19.13 | Electrical Manholes and Handholes
33 71 23 | Insulators and Fittings
33 71 23.13 | Suspension Insulators
33 71 23.16 | Post Insulators
33 71 23.23 | Potheads
33 71 26 | Transmission and Distribution Equipment
33 71 26.13 | Capacitor Banks
33 71 26.16 | Coupling Capacitors
33 71 26.23 | Current Transformers
33 71 26.26 | Potential Transformers
33 71 36 | Extra-High-Voltage Wiring
33 71 36.13 | Overhead Extra-High-Voltage Wiring
33 71 39 | High-Voltage Wiring
33 71 39.13 | Overhead High-Voltage Wiring
33 71 39.23 | Underground High-Voltage Wiring
33 71 39.33 | Underwater High-Voltage Wiring
33 71 49 | Medium-Voltage Wiring
33 71 49.13 | Overhead Medium-Voltage Wiring
33 71 49.23 | Underground Medium-Voltage Wiring
33 71 49.33 | Underwater Medium-Voltage Wiring
33 71 53 | Direct-Current Transmission
33 71 73 | Electrical Utility Services
33 71 73.33 | Electric Meters
33 71 83 | Transmission and Distribution Specialties
33 72 00 | Utility Substations
33 72 13 | Deadend Structures
33 72 23 | Structural Bus Supports
33 72 23.13 | Bus Support Insulators
33 72 26 | Substation Bus Assemblies
33 72 26.13 | Aluminum Substation Bus Assemblies
33 72 26.16 | Copper Substation Bus Assemblies
33 72 33 | Control House Equipment
33 72 33.13 | Relays
33 72 33.16 | Substation Control Panels
33 72 33.23 | Power-Line Carriers
33 72 33.26 | Substation Metering
33 72 33.33 | Raceway and Boxes for Utility Substations
33 72 33.36 | Cable Trays for Utility Substations
33 72 33.43 | Substation Backup Batteries
33 72 33.46 | Substation Converter Stations
33 72 43 | Substation Control Wiring
33 73 00 | Utility Transformers
33 73 13 | Liquid-Filled Utility Transformers
33 73 23 | Dry-Type Utility Transformers
33 75 00 | High-Voltage Switchgear and Protection Devices
33 75 13 | Air High-Voltage Circuit Breaker
33 75 16 | Oil High-Voltage Circuit Breaker
33 75 19 | Gas High-Voltage Circuit Breaker
33 75 23 | Vacuum High-Voltage Circuit Breaker
33 75 36 | High-Voltage Utility Fuses
33 75 39 | High-Voltage Surge Arresters
33 75 43 | Shunt Reactors
33 77 00 | Medium-Voltage Utility Switchgear and Protection Devices
33 77 13 | Air Medium-Voltage Circuit Breaker
33 77 16 | Oil Medium-Voltage Circuit Breaker
33 77 19 | Gas Medium-Voltage Circuit Breaker
33 77 23 | Vacuum Medium-Voltage Circuit Breaker
33 77 26 | Medium-Voltage Utility Fusible Interrupter Switchgear
33 77 33 | Medium-Voltage Utility Cutouts
33 77 36 | Medium-Voltage Utility Fuses
33 77 39 | Medium-Voltage Utility Surge Arresters
33 77 53 | Medium-Voltage Utility Reclosers
33 79 00 | Site Grounding
33 79 13 | Site Improvements Grounding
33 79 13.13 | Electric Fence Grounding
33 79 16 | Tower Grounding
33 79 16.13 | Communications Tower Grounding
33 79 16.16 | Antenna Tower Grounding
33 79 19 | Utilities Grounding
33 79 19.13 | Electrical Utilities Grounding
33 79 19.16 | Communications Utilities Grounding
33 79 23 | Utility Substation Grounding
33 79 83 | Site Grounding Conductors
33 79 83.13 | Grounding Wire, Bar, and Rod
33 79 83.16 | Chemical Rod
33 79 83.23 | Conductive Concrete
33 79 83.33 | Earth Grounding Enhancement
33 79 83.43 | Deep Earth Grounding
33 79 93 | Site Lightning Protection
33 79 93.13 | Lightning Strike Counters
33 79 93.16 | Lightning Strike Warning Devices
33 80 00 | Communications Utilities
33 81 00 | Communications Structures
33 81 13 | Communications Transmission Towers
33 81 16 | Antenna Towers
33 81 19 | Communications Utility Poles
33 81 23 | Aerial Cable Installation Hardware
33 81 26 | Communications Underground Ducts, Manholes, and Handholes
33 81 29 | Communications Vaults, Pedestals and Enclosures
33 81 33 | Communications Blowers, Fans, and Ventilation
33 82 00 | Communications Distribution
33 82 13 | Copper Communications Distribution Cabling
33 82 13.13 | Copper Splicing and Terminations
33 82 23 | Optical Fiber Communications Distribution Cabling
33 82 23.13 | Optical Fiber Splicing and Terminations
33 82 33 | Coaxial Communications Distribution Cabling
33 82 33.13 | Coaxial Splicing and Terminations
33 82 43 | Grounding and Bonding for Communications Distribution
33 82 46 | Cable Pressurization Equipment
33 82 53 | Cleaning, Lubrication and Restoration Chemicals
33 83 00 | Wireless Communications Distribution
33 83 13 | Laser Transmitters and Receivers
33 83 16 | Microwave Transmitters and Receivers
33 83 19 | Infrared Transmitters and Receivers
33 83 23 | UHF/VHF Transmitters and Antennas
33 90 00 | Unassigned
34 00 00 | Transportation
34 01 00 | Operation and Maintenance of Transportation
34 01 13 | Operation and Maintenance of Roadways
34 01 23 | Operation and Maintenance of Railways
34 01 23.13 | Track Removal and Salvage
34 01 23.81 | Track Crosstie Replacement
34 01 33 | Operation and Maintenance of Airfields
34 01 43 | Operation and Maintenance of Bridges
34 05 00 | Common Work Results for Transportation
34 05 13 | Common Work Results for Roadways
34 05 23 | Common Work Results for Railways
34 05 33 | Common Work Results for Airports
34 05 43 | Common Work Results for Bridges
34 06 00 | Schedules for Transportation
34 06 13 | Schedules for Roadways
34 06 23 | Schedules for Railways
34 06 33 | Schedules for Airfields
34 06 43 | Schedules for Bridges
34 08 00 | Commissioning of Transportation
34 08 13 | Commissioning of Roadways
34 08 23 | Commissioning of Railways
34 08 33 | Commissioning of Airfields
34 08 43 | Commissioning of Bridges
34 10 00 | Guideways/Railways
34 11 00 | Rail Tracks
34 11 13 | Track Rails
34 11 13.13 | Light Rail Track
34 11 13.23 | Heavy Rail Track
34 11 16 | Welded Track Rails
34 11 16.13 | In-Track Butt-Welded Track Rail
34 11 16.16 | Pressure-Welded Track Rail
34 11 16.19 | Thermite-Welded Track Rail
34 11 19 | Track Rail Joints
34 11 23 | Special Trackwork
34 11 23.13 | Ballasted Special Track Rail
34 11 23.16 | Direct-Fixation Track
34 11 23.23 | Running Rail
34 11 23.26 | Precurved Running Rail
34 11 26 | Ballasted Track Rail
34 11 26.13 | Track Rail Ballast
34 11 26.16 | Track Rail Subballast
34 11 29 | Embedded Track Rail
34 11 33 | Track Cross Ties
34 11 33.13 | Concrete Track Cross Ties
34 11 33.16 | Timber Track Cross Ties
34 11 33.19 | Resilient Track Cross Ties
34 11 36 | Track Rail Fasteners
34 11 36.13 | Direct-Fixation Fasteners
34 11 39 | Track Collector Pans
34 11 39.13 | Fiberglass Track Collector Pans
34 11 93 | Track Appurtenances and Accessories
34 12 00 | Monorails
34 12 13 | Elevated Monorails
34 12 16 | On-Grade Monorails
34 12 19 | Below-Grade Monorails
34 12 23 | Maglev Monorail
34 12 63 | Monorail Track
34 13 00 | Funiculars
34 13 13 | Inclined Railway
34 14 00 | Cable Transportation
34 14 13 | Aerial Tramways
34 14 19 | Gondolas
34 14 26 | Funitels
34 14 33 | Chairlifts
34 14 39 | Surface Lifts
34 14 46 | Ropeway Tows
34 14 53 | Cable Car Systems
34 20 00 | Traction Power
34 21 00 | Traction Power Distribution
34 21 13 | High Power Static Frequency Converters
34 21 16 | Traction Power Substations
34 21 16.13 | AC Traction Power Substations
34 21 16.16 | DC Traction Power Substations
34 21 19 | Traction Power Switchgear
34 21 19.13 | AC Traction Power Switchgear
34 21 19.16 | DC Traction Power Switchgear
34 21 19.23 | Frequency Changer
34 21 23 | Traction Power Transformer-Rectifier Units
34 23 00 | Overhead Traction Power
34 23 13 | Traction Power Poles
34 23 16 | Overhead Cable Suspension
34 23 23 | Overhead Traction Power Cables
34 24 00 | Third Rail Traction Power
34 24 13 | Bottom-Contact Third Rail
34 24 16 | Side-Contact Third Rail
34 24 19 | Top-Contact Third Rail
34 30 00 | Unassigned
34 40 00 | Transportation Signaling and Control Equipment
34 41 00 | Roadway Signaling and Control Equipment
34 41 13 | Traffic Signals
34 41 16 | Traffic Control Equipment
34 41 23 | Roadway Monitoring Equipment
34 42 00 | Railway Signaling and Control Equipment
34 42 13 | Railway Signals
34 42 13.13 | General Railway Signal Requirements
34 42 13.16 | Signal Solid State Coded Track Circuits
34 42 16 | Train Control Wires and Cables
34 42 19 | Vital Interlocking Logic Controllers
34 42 23 | Railway Control Equipment
34 42 23.13 | Mainline Train Control Room Equipment
34 42 23.16 | Yard Train Control Room Equipment
34 42 23.19 | Integrated Control Equipment
34 42 23.23 | Interlocking Railway Control Equipment
34 42 26 | Rail Network Equipment
34 42 29 | Station Agent Equipment
34 42 33 | Yard Management Equipment
34 42 36 | Supervisory Control and Data Acquisition
34 43 00 | Airfield Signaling and Control Equipment
34 43 13 | Airfield Signals
34 43 13.13 | Airfield Runway Identification Lights
34 43 13.16 | Airfield Runway and Taxiway Inset Lighting
34 43 16 | Airfield Landing Equipment
34 43 16.13 | Microwave Airfield Landing Equipment
34 43 16.16 | Instrument Airfield Landing Equipment
34 43 16.19 | Airfield Visual-Approach Slope Indicator Equipment
34 43 16.23 | Airfield Short-Approach Lighting Equipment
34 43 16.26 | Airfield Omni-Directional-Approach Lighting Equipment
34 43 16.29 | Airfield Low-Intensity-Approach Lighting Equipment
34 43 16.33 | Airfield High-Intensity-Approach Lighting Equipment
34 43 16.36 | Airfield Precision-Approach Path Indicator Equipment
34 43 19 | Airfield Traffic Control Tower Equipment
34 43 23 | Weather Observation Equipment
34 43 23.13 | Automatic Weather Observation Equipment
34 43 23.16 | Airfield Wind Cones
34 43 26 | Airfield Control Equipment
34 43 26.13 | Airfield Lighting Control Equipment
34 43 26.16 | Airfield Lighting PLC Control Equipment
34 43 26.19 | Airfield Lighting Regulator Assembly
34 48 00 | Bridge Signaling and Control Equipment
34 48 13 | Operating Bridge Signals
34 48 16 | Operating Bridge Control Equipment
34 50 00 | Transportation Fare Collection Equipment
34 52 00 | Vehicle Fare Collection
34 52 16 | Vehicle Ticketing Equipment
34 52 16.13 | Vehicle Ticket Vending Machines
34 52 26 | Vehicle Fare Collection Equipment
34 52 26.13 | Vehicle Coin Fare Collection Equipment
34 52 26.16 | Vehicle Electronic Fare Collection Equipment
34 52 33 | Vehicle Fare Gates
34 54 00 | Passenger Fare Collection
34 54 16 | Passenger Ticketing Equipment
34 54 16.13 | Passenger Ticket Vending Machines
34 54 16.16 | Passenger Addfare Machines
34 54 16.23 | Passenger Intermodal Transfer Machines
34 54 26 | Passenger Fare Collection Equipment
34 54 26.13 | Passenger Coin Fare Collection Equipment
34 54 26.16 | Passenger Electronic Fare Collection Equipment
34 54 33 | Passenger Fare Gates
34 60 00 | Unassigned
34 70 00 | Transportation Construction and Equipment
34 71 00 | Roadway Construction
34 71 13 | Vehicle Barriers
34 71 13.13 | Vehicle Median Barriers
34 71 13.16 | Vehicle Crash Barriers
34 71 13.19 | Vehicle Traffic Barriers
34 71 13.26 | Vehicle Guide Rails
34 71 13.29 | Vehicle Barrier Fenders
34 71 16 | Impact Attenuating Devices
34 71 19 | Vehicle Delineators
34 71 19.13 | Fixed Vehicle Delineators
34 71 19.16 | Flexible Vehicle Delineators
34 72 00 | Railway Construction
34 72 13 | Railway Line
34 72 16 | Railway Siding
34 73 00 | Airfield Construction
34 73 13 | Aircraft Tiedowns
34 73 16 | Airfield Grounding
34 73 16.13 | Aircraft Static Grounding
34 73 19 | Jet Blast Barriers
34 73 23 | Manufactured Airfield Control Towers
34 73 26 | Manufactured Helipads
34 75 00 | Roadway Equipment
34 75 13 | Operable Roadway Equipment
34 75 13.13 | Active Vehicle Barriers
34 76 00 | Railway Equipment
34 76 13 | Roadway Crossing Control Equipment
34 77 00 | Transportation Equipment
34 77 13 | Passenger Loading Bridges
34 77 13.13 | Fixed Aircraft Passenger Loading Bridges
34 77 13.16 | Movable Aircraft Passenger Loading Bridges
34 77 13.23 | Ship Passenger Loading Bridges
34 77 16 | Baggage Handling Equipment
34 77 16.13 | Baggage Scanning Equipment
34 77 16.16 | Baggage Scales
34 77 16.19 | Baggage Conveying Equipment
34 80 00 | bridges
34 81 00 | Bridge Machinery
34 81 13 | Single-Swing Bridge Machinery
34 81 16 | Double-Swing Bridge Machinery
34 81 19 | Cantilever Bridge Machinery
34 81 23 | Lift Bridge Machinery
34 81 26 | Sliding Bridge Machinery
34 82 00 | Bridge Specialties
34 82 13 | Bridge Vibration Dampers
34 82 13.13 | Visco Elastic Bridge Vibration Dampers
34 82 13.16 | Tuned-Mass Bridge Vibration Dampers
34 82 19 | Bridge Pier Protection
34 82 19.13 | Bridge Pier Ice Shields
34 90 00 | Unassigned
35 00 00 | Waterway and Marine Construction
35 01 00 | Operation and Maintenance of Waterway and Marine Construction
35 01 30 | Operation and Maintenance of Coastal Construction
35 01 40 | Operation and Maintenance of Waterway Construction
35 01 40.92 | Preservation of Water Courses
35 01 50 | Operation and Maintenance of Marine Construction
35 01 50.71 | Channel Excavation, Cleaning and Deepening
35 01 70 | Operation and Maintenance of Dams
35 05 00 | Common Work Results for Waterway and Marine Construction
35 05 30 | Common Work Results for Coastal Construction
35 05 40 | Common Work Results for Waterway Construction
35 05 50 | Common Work Results for Marine Construction
35 05 70 | Common Work Results for Dams
35 06 00 | Schedules for Waterway and Marine Construction
35 06 30 | Schedules for Coastal Construction
35 06 40 | Schedules for Waterway Construction
35 06 50 | Schedules for Marine Construction
35 06 70 | Schedules for Dams
35 08 00 | Commissioning of Waterway and Marine Construction
35 08 30 | Commissioning of Coastal Construction
35 08 40 | Commissioning of Waterway Construction
35 08 50 | Commissioning of Marine Construction
35 08 70 | Commissioning of Dams
35 10 00 | Waterway and Marine Signaling and Control Equipment
35 11 00 | Signaling and Control Equipment for Waterways
35 11 13 | Signaling Equipment for Waterways
35 11 53 | Control Equipment for Waterways
35 12 00 | Marine Signaling and Control Equipment
35 12 13 | Marine Signaling Equipment
35 12 13.13 | Lighthouse Equipment
35 12 33 | Marine Navigation Equipment
35 12 53 | Marine Control Equipment
35 13 00 | Signaling and Control Equipment for Dams
35 13 13 | Signaling Equipment for Dams
35 13 53 | Control Equipment for Dams
35 20 00 | Waterway and Marine Construction and Equipment
35 20 13 | Hydraulic Fabrications
35 20 13.13 | Hydraulic Bifurcation Panels
35 20 13.16 | Hydraulic Bulkheads
35 20 13.19 | Hydraulic Manifolds
35 20 13.23 | Hydraulic Penstocks
35 20 13.26 | Hydraulic Trashracks
35 20 16 | Hydraulic Gates
35 20 16.13 | Hydraulic Spillway Crest Gates
35 20 16.19 | Hydraulic Head Gates
35 20 16.26 | Hydraulic Sluice Gates
35 20 16.33 | Hydraulic Miter Gates
35 20 16.39 | Hydraulic Sector Gates
35 20 16.46 | Hydraulic Tainter Gates and Anchorages
35 20 16.53 | Hydraulic Vertical Lift Gates
35 20 16.59 | Hydraulic Closure Gates
35 20 19 | Hydraulic Valves
35 20 19.13 | Hydraulic Butterfly Valves
35 20 19.23 | Hydraulic Regulating Valves
35 20 23 | Dredging
35 20 23.13 | Mechanical Dredging
35 20 23.23 | Hydraulic Dredging
35 20 23.33 | Integrated Dredging and Dewatering
35 30 00 | Coastal Construction
35 31 00 | Shoreline Protection
35 31 16 | Seawalls
35 31 16.13 | Concrete Seawalls
35 31 16.16 | Segmental Seawalls
35 31 16.19 | Steel Sheet Piling Seawalls
35 31 16.23 | Timber Seawalls
35 31 16.40 | Stone Seawalls
35 31 19 | Revetments
35 31 19.13 | Sacked Cement-Sand Revetments
35 31 19.16 | Concrete Unit Masonry Revetments
35 31 19.36 | Gabion Revetments
35 31 19.40 | Stone Revetments
35 31 23 | Breakwaters
35 31 23.13 | Rubble Mound Breakwaters
35 31 23.16 | Precast Breakwater Modules
35 31 26 | Jetties
35 31 26.13 | Concrete Jetties
35 31 26.16 | Concrete Unit Masonry Jetties
35 31 26.36 | Gabion Jetties
35 31 26.40 | Stone Jetties
35 31 29 | Groins
35 31 29.13 | Concrete Groins
35 31 29.16 | Concrete Unit Masonry Groins
35 31 29.26 | Steel Groins
35 31 29.36 | Gabion Groins
35 31 29.40 | Stone Groins
35 32 00 | Artificial Reefs
35 32 13 | Scrap Material Artificial Reefs
35 32 13.13 | Scrap Concrete Artificial Reefs
35 32 13.19 | Scrap Steel Artificial Reefs
35 32 13.33 | Sunken Ship Artificial Reefs
35 32 16 | Constructed Artificial Reefs
35 32 16.13 | Constructed Concrete Artificial Reefs
35 32 16.19 | Constructed Steel Artificial Reefs
35 40 00 | Waterway Construction and Equipment
35 41 00 | Levees
35 41 13 | Landside Levee Berms
35 41 13.13 | Stability Landside Levee Berms
35 41 13.16 | Seepage Landside Levee Berms
35 41 16 | Levee Cutoff Trenches
35 41 19 | Levee Relief Wells
35 42 00 | Waterway Bank Protection
35 42 13 | Piling Bank Protection
35 42 13.19 | Steel Sheet Piling Bank Protection
35 42 13.23 | Timber Piling Bank Protection
35 42 13.26 | Plastic Piling Bank Protection
35 42 29 | Grout-Bag Bank Protection
35 42 34 | Soil Reinforcement Bank Protection
35 42 35 | Slope Protection Bank Protection
35 42 36 | Gabion Bank Protection
35 42 37 | Riprap Bank Protection
35 42 53 | Wall Bank Protection
35 42 53.16 | Concrete Unit Masonry Wall Bank Protection
35 42 53.19 | Segmental Wall Bank Protection
35 42 53.40 | Stone Wall Bank Protection
35 43 00 | Waterway Scour Protection
35 43 29 | Grout-Bag Scour Protection
35 43 34 | Soil Reinforcement Scour Protection
35 43 35 | Slope Protection Scour Protection
35 43 36 | Gabion Scour Protection
35 43 37 | Riprap Scour Protection
35 43 53 | Wall Scour Protection
35 43 53.13 | Concrete Unit Masonry Wall Scour Protection
35 43 53.16 | Segmental Wall Scour Protection
35 43 53.40 | Stone Wall Scour Protection
35 49 00 | Waterway Structures
35 49 13 | Floodwalls
35 49 13.13 | Concrete Floodwalls
35 49 13.16 | Masonry Floodwalls
35 49 23 | Waterway Locks
35 49 23.13 | Concrete Waterway Locks
35 49 23.23 | Piling Waterway Locks
35 50 00 | Marine Construction and Equipment
35 51 00 | Floating Construction
35 51 13 | Floating Piers
35 51 13.23 | Floating Wood Piers
35 51 13.26 | Floating Plastic Piers
35 51 23 | Pontoons
35 52 00 | Offshore Platform Construction
35 52 13 | Fixed Offshore Platform Construction
35 52 23 | Semi-Submersible Offshore Platform Construction
35 52 33 | Floating Offshore Platform Construction
35 53 00 | Underwater Construction
35 53 23 | Underwater Harbor Deepening
35 53 33 | Underwater Pipeline Construction
35 53 43 | Underwater Foundation Construction
35 53 53 | Underwater Structures Construction
35 53 63 | Underwater Waterproofing
35 59 00 | Marine Specialties
35 59 13 | Marine Fenders
35 59 13.13 | Prestressed Concrete Marine Fender Piling
35 59 13.16 | Resilient Foam-Filled Marine Fenders
35 59 13.19 | Rubber Marine Fenders
35 59 23 | Buoys
35 59 23.13 | Mooring Buoys
35 59 23.16 | Anchor Pendant Buoys
35 59 23.19 | Navigation Buoys
35 59 29 | Mooring Devices
35 59 29.13 | Quick-Release Mooring Hooks
35 59 29.16 | Laser Docking Systems
35 59 29.19 | Capstans
35 59 33 | Marine Bollards and Cleats
35 59 33.13 | Cast-Steel Marine Bollards and Cleats
35 59 33.16 | Cast-Iron Marine Bollards and Cleats
35 59 33.19 | Stainless-Steel Marine Bollards and Cleats
35 59 33.23 | Plastic Marine Bollards and Cleats
35 59 93 | Marine Chain and Accessories
35 59 93.13 | Marine Chain
35 59 93.16 | Marine Shackles
35 59 93.19 | Marine Chain Tensioners
35 60 00 | Unassigned
35 70 00 | Dam Construction and Equipment
35 71 00 | Gravity Dams
35 71 13 | Concrete Gravity Dams
35 71 16 | Masonry Gravity Dams
35 71 19 | Rockfill Gravity Dams
35 72 00 | Arch Dams
35 72 13 | Concrete Arch Dams
35 73 00 | Embankment Dams
35 73 13 | Earth Embankment Dam
35 73 16 | Rock Embankment Dams
35 74 00 | Buttress Dams
35 74 13 | Concrete Buttress Dams
35 79 00 | Auxiliary Dam Structures
35 79 13 | Fish Ladders
35 79 13.13 | Concrete Fish Ladders
35 80 00 | Unassigned
35 90 00 | Unassigned
40 00 00 | Process Integration
40 01 00 | Operation and Maintenance of Process Integration
40 01 10 | Operation and Maintenance of Gas and Vapor Process Piping
40 01 20 | Operation and Maintenance of Liquids Process Piping
40 01 30 | Operation and Maintenance of Solid and Mixed Materials Piping and Chutes
40 01 40 | Operation and Maintenance of Process Piping and Equipment Protection
40 05 00 | Common Work Results for Process Integration
40 05 13 | Common Work Results for Process Piping
40 05 13.13 | Steel Process Piping
40 05 13.16 | Lined or Internally-Coated Steel Process Piping
40 05 13.19 | Stainless-Steel Process Piping
40 05 13.23 | Aluminum Alloys Process Piping
40 05 13.33 | Brass, Bronze, Copper, and Copper Alloys Process Piping
40 05 13.43 | Nickel and Nickel Alloys Process Piping
40 05 13.53 | Ductile, Malleable, and Cast Iron Alloys Process Piping
40 05 13.63 | Titanium and Titanium Alloys Process Piping
40 05 13.73 | Plastic Process Piping
40 05 13.76 | Fiberglass-Reinforced Plastic and Resins Process Piping
40 05 13.93 | Other Metals Process Piping
40 05 23 | Common Work Results for Process Valves
40 05 23.13 | Carbon Steel Process Valves
40 05 23.16 | Low and Intermediate Alloy Steel Process Valves
40 05 23.19 | Stainless-Steel Process Valves
40 05 23.33 | Brass and Iron Process Valves
40 05 23.43 | Nickel and Nickel Alloys Steel Process Valves
40 05 23.73 | Plastic and Plastic Lined Process Valves
40 05 23.93 | Other Metals Process Valves
40 06 00 | Schedules for Process Integration
40 06 10 | Schedules for Gas and Vapor Process Piping
40 06 20 | Schedules for Liquids Process Piping
40 06 30 | Schedules for Solid and Mixed Materials Piping and Chutes
40 06 40 | Schedules for Process Piping and Equipment Protection
40 10 00 | Gas and Vapor Process Piping
40 11 00 | Steam Process Piping
40 11 13 | Low-Pressure Steam Process Piping
40 11 16 | Intermediate-Pressure Steam Process Piping
40 11 19 | High-Pressure Steam Process Piping
40 11 23 | Condensate Process Piping
40 12 00 | Compressed Air Process Piping
40 12 13 | Breathing Compressed Air Process Piping
40 12 16 | Non-Breathing Compressed Air Process Piping
40 13 00 | Inert Gases Process Piping
40 13 13 | Argon Process Piping
40 13 16 | Carbon-Dioxide Process Piping
40 13 19 | Helium Process Piping
40 13 23 | Krypton Process Piping
40 13 26 | Neon Process Piping
40 13 29 | Nitrogen Process Piping
40 13 33 | Xenon Process Piping
40 13 93 | Mixed Inert Gases Process Piping
40 14 00 | Fuel Gases Process Piping
40 14 13 | Blast Furnace Piping
40 14 16 | Blue (Water) Fuel Gas Piping
40 14 19 | Butane Piping
40 14 23 | Carbon-Monoxide Piping
40 14 26 | Chlorine Fuel Gas Piping
40 14 29 | Coke Oven Gas Piping
40 14 33 | Ethane-Gas Piping
40 14 36 | Hydrogen Fuel Gas Piping
40 14 39 | Liquid Natural-Gas Process Piping
40 14 43 | Methylacetylene-Propadiene Fuel Gas Piping
40 14 49 | Natural-Gas Process Piping
40 14 49.13 | Synthetic Natural-Gas Piping
40 14 49.23 | Propane-Air Mixes Fuel Gas Piping
40 14 53 | Octane Fuel Gas Piping
40 14 59 | Propane Fuel Gas Process Piping
40 14 63 | Sewage Fuel Gas Piping
40 14 93 | Mixed Fuel Gases Piping
40 15 00 | Combustion System Gas Piping
40 15 13 | Combustion Air Piping
40 15 16 | Oxygen Combustion System Gas Piping
40 15 19 | Flue-Gas Combustion System Piping
40 15 23 | Exothermic-Gas Combustion System Piping
40 15 26 | Endothermic-Gas Combustion System Piping
40 15 29 | Disassociated-Ammonia-Gas Combustion System Piping
40 16 00 | Specialty and High-Purity Gases Piping
40 16 13 | Ammonia Gas Piping
40 16 16 | Boron Gas Piping
40 16 26 | Diborane Gas Piping
40 16 29 | Fluorine Gas Piping
40 16 33 | Hydrogen Sulfide Gas Piping
40 16 36 | Nitrous-Oxide Gas Process Piping
40 16 39 | Ozone Gas Piping
40 16 43 | Phosphine Gas Piping
40 16 46 | Silane Gas Piping
40 16 49 | Sulfur-Dioxide Gas Piping
40 16 53 | Specialty Gas Mixtures Piping
40 16 56 | High-Purity Gas Piping Components
40 17 00 | Welding and Cutting Gases Piping
40 17 13 | Acetylene Welding and Cutting Piping
40 17 16 | Acetylene-Hydrogen Mix Welding and Cutting Piping
40 17 19 | Methylacetylene-Propadiene Welding and Cutting Piping
40 17 23 | Oxygen Welding and Cutting Piping
40 17 26 | Inert Gas Welding and Cutting Piping
40 18 00 | Vacuum Systems Process Piping
40 18 13 | Low-Vacuum Systems Process Piping
40 18 16 | High-Vacuum Systems Process Piping
40 20 00 | Liquids Process Piping
40 21 00 | Liquid Fuel Process Piping
40 21 13 | Bio Fuels Process Piping
40 21 16 | Gasoline Process Piping
40 21 19 | Diesel Process Piping
40 21 23 | Fuel-Oils Process Piping
40 21 23.13 | No. 2 Fuel-Oil Process Piping
40 21 23.16 | No. 4 Fuel-Oil Process Piping
40 21 23.19 | No. 5 Fuel-Oil Process Piping
40 21 23.23 | No. 6 Fuel-Oil Process Piping
40 21 23.26 | Kerosene Process Piping
40 21 23.29 | Tar Process Piping
40 22 00 | Petroleum Products Piping
40 22 13 | Heavy-Fractions Petroleum Products Piping
40 22 16 | Light-Fractions Petroleum Products Piping
40 23 00 | Water Process Piping
40 23 13 | De-Ionized Water Process Piping
40 23 16 | Distilled-Water Process Piping
40 23 19 | Process Plant Water Piping
40 23 23 | Potable Water Process Piping
40 23 29 | Recirculated Water Process Piping
40 23 33 | Reverse-Osmosis Water Process Piping
40 23 36 | Sanitary Water Process Piping
40 24 00 | Specialty Liquid Chemicals Piping
40 24 13 | Alcohol Piping
40 24 16 | Gel Piping
40 24 19 | Slurries Process Piping
40 24 23 | Thixotropic Liquid Piping
40 25 00 | Liquid Acids and Bases Piping
40 25 13 | Liquid Acids Piping
40 25 16 | Liquid Bases Piping
40 26 00 | Liquid Polymer Piping
40 30 00 | Solid and Mixed Materials Piping and Chutes
40 32 00 | Bulk Materials Piping and Chutes
40 32 13 | Abrasive Materials Piping and Chutes
40 32 16 | Nonabrasive Materials Piping and Chutes
40 33 00 | Bulk Materials Valves
40 33 13 | Airlock Bulk Materials Valves
40 33 16 | Blind Bulk Materials Valves
40 33 19 | Butterfly Bulk Materials Valves
40 33 23 | Cone Bulk Materials Valves
40 33 26 | Diverter Bulk Materials Valves
40 33 29 | Double or Single Dump Bulk Materials Valves
40 33 33 | Knife and Slide Gate Bulk Materials Valves
40 33 36 | Pinch Bulk Materials Valves
40 33 39 | Swing Bulk Materials Valves
40 33 43 | Specialty Bulk Materials Valves
40 34 00 | Pneumatic Conveying Lines
40 34 13 | Dense Phase Pneumatic Conveying Lines
40 34 16 | Dilute Phase Pneumatic Conveying Lines
40 40 00 | Process Piping and Equipment Protection
40 41 00 | Process Piping and Equipment Heat Tracing
40 41 13 | Process Piping Heat Tracing
40 41 13.13 | Process Piping Electrical Resistance Heat Tracing
40 41 13.16 | Process Piping Electrical Conductance Heat Tracing
40 41 13.19 | Process Piping Gas Heat Tracing
40 41 13.23 | Process Piping Steam Heat Tracing
40 41 13.26 | Process Piping Thermal Fluids Heat Tracing
40 41 23 | Process Equipment Heat Tracing
40 41 23.13 | Process Equipment Electrical Resistance Heat Tracing
40 41 23.16 | Process Equipment Electrical Conductance Heat Tracing
40 41 23.19 | Process Equipment Gas Heat Tracing
40 41 23.23 | Process Equipment Steam Heat Tracing
40 41 23.26 | Process Equipment Thermal Fluids Heat Tracing
40 42 00 | Process Piping and Equipment Insulation
40 42 13 | Process Piping Insulation
40 42 13.13 | Cryogenic Temperature Process Piping Insulation
40 42 13.16 | Low Temperature Process Piping Insulation
40 42 13.19 | Intermediate Temperature Process Piping Insulation
40 42 13.23 | High Temperature Process Piping Insulation
40 42 13.26 | Process Piping Insulation for Specialty Applications
40 42 23 | Process Equipment Insulation
40 42 23.13 | Cryogenic Temperature Process Equipment Insulation
40 42 23.16 | Low Temperature Process Equipment Insulation
40 42 23.19 | Intermediate Temperature Process Equipment Insulation
40 42 23.23 | High Temperature Process Equipment Insulation
40 42 23.26 | Process Equipment Insulation for Specialty Applications
40 46 00 | Process Corrosion Protection
40 46 16 | Coatings and Wrappings for Process Corrosion Protection
40 46 42 | Cathodic Process Corrosion Protection
40 47 00 | Refractories
40 47 13 | Silica Refractories
40 47 16 | Alumina Refractories
40 47 19 | Carbon and Graphite Refractories
40 47 23 | Castable Refractories
40 47 26 | Rammed Refractories
40 47 29 | Refractory Concrete
40 50 00 | Unassigned
40 60 00 | Unassigned
40 70 00 | Unassigned
40 80 00 | Commissioning of Process Systems
40 90 00 | Instrumentation and Control for Process Systems
40 91 00 | Primary Process Measurement Devices
40 91 13 | Chemical Properties Process Measurement Devices
40 91 13.13 | Ammonia Process Measurement Devices
40 91 13.16 | Chlorine Process Measurement Devices
40 91 13.19 | Fluoride Process Measurement Devices
40 91 13.23 | Gas Analysis Process Measurement Devices
40 91 13.26 | Gas Chromatograph Process Measurement Devices
40 91 13.29 | pH Level Process Measurement Devices
40 91 16 | Electromagnetic Process Measurement Devices
40 91 16.13 | Amperes Process Measurement Devices
40 91 16.16 | Capacitance Process Measurement Devices
40 91 16.19 | Conductivity Process Measurement Devices
40 91 16.23 | Inductance Process Measurement Devices
40 91 16.26 | Lumens Process Measurement Devices
40 91 16.29 | Magnetic Field Process Measurement Devices
40 91 16.33 | Electrical Power Process Measurement Devices
40 91 16.36 | Radiation Process Measurement Devices
40 91 16.39 | Electrical Resistance Process Measurement Devices
40 91 16.43 | Ultraviolet Sensors
40 91 16.46 | Voltage Process Measurement Devices
40 91 19 | Physical Properties Process Measurement Devices
40 91 19.13 | Density Process Measurement Devices
40 91 19.16 | Humidity Process Measurement Devices
40 91 19.19 | Mass Process Measurement Devices
40 91 19.23 | Particle Counters Process Measurement Devices
40 91 19.26 | Gas Pressure Process Measurement Devices
40 91 19.29 | Liquid Pressure Process Measurement Devices
40 91 19.33 | Stress/Strain Process Measurement Devices
40 91 19.36 | Temperature Process Measurement Devices
40 91 19.39 | Vapor Pressure Process Measurement Devices
40 91 19.43 | Weight Process Measurement Devices
40 91 23 | Miscellaneous Properties Measurement Devices
40 91 23.13 | Acceleration Process Measurement Devices
40 91 23.16 | Angle Process Measurement Devices
40 91 23.19 | Color Process Measurement Devices
40 91 23.23 | Count Process Measurement Devices
40 91 23.26 | Distance Process Measurement Devices
40 91 23.29 | Energy Process Measurement Devices
40 91 23.33 | Flow Process Measurement Devices
40 91 23.36 | Level Process Measurement Devices
40 91 23.39 | Physical Resistance Process Measurement Devices
40 91 23.43 | RPM Process Measurement Devices
40 91 23.46 | Time Process Measurement Devices
40 91 23.49 | Turbidity Process Measurement Devices
40 91 23.53 | Velocity Process Measurement Devices
40 92 00 | Primary Control Devices
40 92 13 | Primary Control Valves
40 92 13.13 | Electrically-Operated Primary Control Valves
40 92 13.16 | Hydraulically-Operated Primary Control Valves
40 92 13.19 | Pneumatically-Operated Primary Control Valves
40 92 13.23 | Pressure-Relief Primary Control Valves
40 92 13.26 | Solenoid Primary Control Valves
40 92 13.29 | Specialty Primary Control Valves
40 92 29 | Current-To-Pressure Converters
40 92 33 | Self-Contained Flow Controllers
40 92 36 | Linear Actuators and Positioners
40 92 39 | Self-Contained Pressure Regulators
40 92 43 | Rotary Actuators
40 92 46 | Saturable Core Reactors
40 92 49 | Variable Frequency Drives
40 92 53 | Voltage-To-Pressure Converters
40 93 00 | Analog Controllers/Recorders
40 93 13 | Analog Controllers
40 93 13.13 | Electronic Analog Controllers
40 93 13.16 | Electro-Hydraulic Analog Controllers
40 93 13.19 | Electro-Pneumatic Analog Controllers
40 93 13.23 | Hydraulic Analog Controllers
40 93 13.26 | Pneumatic Analog Controllers
40 93 23 | Chart Recorders
40 94 00 | Digital Process Controllers
40 94 13 | Digital Process Control Computers
40 94 13.13 | Host Digital Process Control Computers
40 94 13.16 | Personal Digital Process Control Computers
40 94 13.19 | Personal Digital Assistant Digital Process Control Computers
40 94 23 | Distributed Process Control Systems
40 94 33 | Human – Machine Interfaces
40 94 43 | Programmable Logic Process Controllers
40 95 00 | Process Control Hardware
40 95 13 | Process Control Panels and Hardware
40 95 13.13 | Local Process Control Panels and Hardware
40 95 13.23 | Main Process Control Panels and Hardware
40 95 20 | Process Control Display Devices
40 95 23 | Process Control Input/Output Modules
40 95 26 | Process Control Instrument Air Piping and Devices
40 95 33 | Process Control Networks
40 95 33.13 | Cabled Process Control Networks
40 95 33.23 | Fiber Optic Process Control Networks
40 95 33.33 | Wireless Process Control Networks
40 95 43 | Process Control Hardware Interfaces
40 95 46 | Process Control Mounting Racks and Supports
40 95 49 | Process Control Routers
40 95 53 | Process Control Switches
40 95 56 | Process Control Transformers
40 95 63 | Process Control Wireless Equipment
40 95 63.13 | Process Control Wireless Transmitters
40 95 63.16 | Process Control Wireless Receivers
40 95 63.19 | Process Control Wireless Repeaters
40 95 73 | Process Control Wiring
40 95 73.23 | Process Control Cable
40 95 73.33 | Process Control Conduit, Raceway and Supports
40 95 73.43 | Process Control Junction Boxes
40 96 00 | Process Control Software
40 96 10 | Process Control Software Architecture
40 96 15 | Process Control Software Input/Output Lists
40 96 20 | Process Control Software Instrument Lists
40 96 25 | Process Control Software Logic Diagrams
40 96 30 | Process Control Software Loop Diagrams
40 96 35 | Process Control Software Programming
40 96 40 | Process Control Software Reports
40 97 00 | Process Control Auxiliary Devices
40 97 10 | Process Control Annunciators
40 97 15 | Process Control Gages
40 97 20 | Process Control Rotameters
40 97 25 | Process Control Potentiometers
40 97 30 | Process Control Test Equipment
41 00 00 | Material Processing and Handling Equipment
41 01 00 | Operation and Maintenance of Material Processing and Handling Equipment
41 01 10 | Operation and Maintenance of Bulk Material Processing Equipment
41 01 20 | Operation and Maintenance of Piece Material Handling Equipment
41 01 30 | Operation and Maintenance of Manufacturing Equipment
41 01 40 | Operation and Maintenance of Container Processing and Packaging
41 01 50 | Operation and Maintenance of Material Storage
41 01 60 | Operation and Maintenance of Mobile Plant Equipment
41 06 00 | Schedules for Material Processing and Handling Equipment
41 06 10 | Schedules for Bulk Material Processing Equipment
41 06 20 | Schedules for Piece Material Handling Equipment
41 06 30 | Schedules for Manufacturing Equipment
41 06 40 | Schedules for Container Processing and Packaging
41 06 50 | Schedules for Material Storage
41 06 60 | Schedules for Mobile Plant Equipment
41 08 00 | Commissioning of Material Processing and Handling Equipment
41 08 10 | Commissioning of Bulk Material Processing Equipment
41 08 20 | Commissioning of Piece Material Handling Equipment
41 08 30 | Commissioning of Manufacturing Equipment
41 08 40 | Commissioning of Container Processing and Packaging
41 08 50 | Commissioning of Material Storage
41 08 60 | Commissioning of Mobile Plant Equipment
41 10 00 | Bulk Material Processing Equipment
41 11 00 | Bulk Material Sizing Equipment
41 11 13 | Bulk Material Agglomerators
41 11 16 | Bulk Material Air Mill Classifiers
41 11 19 | Bulk Material Centrifuges
41 11 23 | Bulk Material Crushers
41 11 26 | Bulk Material Cyclones
41 11 29 | Bulk Material Fluid Bed Separators
41 11 33 | Bulk Material Grinders
41 11 36 | Bulk Material Homogenizers
41 11 39 | Bulk Material Lump Breakers
41 11 43 | Bulk Material Mills
41 11 46 | Bulk Material Pulverizers
41 11 49 | Bulk Material Screens
41 11 53 | Bulk Material Shredders
41 11 56 | Bulk Material Sieves
41 12 00 | Bulk Material Conveying Equipment
41 12 13 | Bulk Material Conveyors
41 12 13.13 | Airslide Bulk Material Conveyors
41 12 13.16 | Auger Bulk Material Conveyors
41 12 13.19 | Belt Bulk Material Conveyors
41 12 13.23 | Container Bulk Material Conveyors
41 12 13.26 | Drag Chain Bulk Material Conveyors
41 12 13.29 | Hopper Bulk Material Conveyors
41 12 13.33 | Reciprocating Bulk Material Conveyors
41 12 13.36 | Screw Bulk Material Conveyors
41 12 13.39 | Stacking and Reclaim Bulk Material Conveyors
41 12 13.43 | Trough Bulk Material Conveyors
41 12 13.46 | Tube Bulk Material Conveyors
41 12 13.49 | Vibratory Bulk Material Conveyors
41 12 13.53 | Weigh Belt Bulk Material Conveyors
41 12 16 | Bucket Elevators
41 12 19 | Pneumatic Conveyors
41 12 19.13 | Dense Phase Pneumatic Conveyors
41 12 19.16 | Dilute Phase Pneumatic Conveyors
41 13 00 | Bulk Material Feeders
41 13 13 | Bin Activators/Live Bin Bottoms
41 13 23 | Feeders
41 13 23.13 | Airlock Bulk Material Feeders
41 13 23.16 | Apron Bulk Material Feeders
41 13 23.19 | Rotary-Valve Bulk Material Feeders
41 13 23.23 | Screw Bulk Material Feeders
41 13 23.26 | Vibratory Bulk Material Feeders
41 13 23.29 | Volumetric Bulk Material Feeders
41 13 23.33 | Weigh Bulk Material Feeders
41 14 00 | Batching Equipment
41 14 13 | Bag-Handling Batching Equipment
41 14 16 | Batch Cars/Transports
41 14 19 | Batch Hoppers
41 14 23 | Bulk Bag-Handling Batching Equipment
41 14 26 | Blenders
41 14 29 | Drum-Handling Batching Equipment
41 14 33 | Mixers
41 14 36 | Weigh Scales
41 20 00 | Piece Material Handling Equipment
41 21 00 | Conveyors
41 21 13 | Automatic Guided Vehicle Systems
41 21 23 | Piece Material Conveyors
41 21 23.13 | Belt Piece Material Conveyors
41 21 23.16 | Container Piece Material Conveyors
41 21 23.19 | Drag-Chain Piece Material Conveyors
41 21 23.23 | Hopper Piece Material Conveyors
41 21 23.26 | Monorail Piece Material Conveyors
41 21 23.29 | Power and Free Piece Material Conveyors
41 21 23.33 | Reciprocating Piece Material Conveyors
41 21 23.36 | Roller Piece Material Conveyors
41 21 23.39 | Vibratory Piece Material Conveyors
41 21 23.43 | Walking-Beam Piece Material Conveyors
41 21 23.46 | Weigh-Belt Piece Material Conveyors
41 21 23.53 | Postal Conveyors
41 21 26 | Piece Material Diverter Gates
41 21 29 | Piece Material Gravity Slides
41 21 33 | Piece Material Transfer Cars
41 21 36 | Piece Material Turntables
41 21 39 | Piece Material Feeders
41 21 39.13 | Piece Material Vibratory Feeders
41 22 00 | Cranes and Hoists
41 22 13 | Cranes
41 22 13.13 | Bridge Cranes
41 22 13.16 | Gantry Cranes
41 22 13.19 | Jib Cranes
41 22 13.23 | Mobile Cranes
41 22 13.26 | Tower Cranes
41 22 13.29 | Specialty Cranes
41 22 23 | Hoists
41 22 23.13 | Fixed Hoists
41 22 23.16 | Portable Hoists
41 22 23.19 | Monorail Hoists
41 22 23.23 | Specialty Hoists
41 22 33 | Derricks
41 23 00 | Lifting Devices
41 23 13 | Clamps
41 23 16 | Grabs
41 23 19 | Hooks
41 23 23 | Lifts
41 23 26 | Slings
41 23 29 | Spreader Bars/Beams
41 23 33 | Tongs
41 24 00 | Specialty Material Handling Equipment
41 24 13 | Aeration Devices
41 24 16 | Bin Vibrators
41 24 19 | Dehydrators
41 24 23 | Hydrators
41 24 26 | Hydraulic Power Systems
41 24 29 | Lubrication Systems
41 24 33 | Magnetic Separators
41 24 36 | Metal Detectors
41 24 39 | Railcar Movers
41 24 43 | Turnheads/Distributors
41 24 46 | Sorting Machines
41 24 46.13 | Postal Sorting Machines
41 30 00 | Manufacturing Equipment
41 31 00 | Manufacturing Lines and Equipment
41 31 13 | Manufacturing Lines
41 31 13.13 | Assembly Lines
41 31 13.16 | Casting Lines
41 31 13.19 | Coating Lines
41 31 13.23 | Converting Lines
41 31 13.26 | Disassembly Lines
41 31 13.29 | Extrusion Lines
41 31 13.33 | Machining Lines
41 31 13.36 | Molding Lines
41 31 13.39 | Finishing/Painting Lines
41 31 13.43 | Painting Lines
41 31 13.46 | Pickling Lines
41 31 13.49 | Plating Lines
41 31 13.53 | Polishing Lines
41 31 13.56 | Press Lines
41 31 13.59 | Rolling/Calendaring Lines
41 31 13.63 | Web Processing Lines
41 31 16 | Pick and Place Systems
41 31 19 | Manufacturing-Line Robots
41 31 23 | Specialty Assembly Machines
41 32 00 | Forming Equipment
41 32 13 | Bending Equipment
41 32 16 | Blow-Molding Equipment
41 32 19 | Brake-Forming Equipment
41 32 23 | Cold-Forming Equipment
41 32 26 | Die-Casting Equipment
41 32 29 | Drawing Equipment
41 32 33 | Electroforming Equipment
41 32 36 | Forging Equipment
41 32 39 | Extruding Equipment
41 32 43 | Metal-Spinning Equipment
41 32 46 | Piercing Equipment
41 32 49 | Powder Metal-Forming Equipment
41 32 53 | Pressing Equipment
41 32 56 | Roll-Forming Equipment
41 32 59 | Shearing Equipment
41 32 63 | Spinning Equipment
41 32 66 | Stretching/Leveling Equipment
41 32 69 | Swaging Equipment
41 33 00 | Machining Equipment
41 33 13 | Automatic Screw Machining Equipment
41 33 16 | Boring Equipment
41 33 19 | Broaching Equipment
41 33 23 | Drilling Equipment
41 33 26 | Electro-Discharge Machining Equipment
41 33 29 | Grinding Equipment
41 33 33 | Hobbing Equipment
41 33 36 | Lapping Equipment
41 33 39 | Lathe Equipment
41 33 43 | Leveling Equipment
41 33 46 | Machining Center Equipment
41 33 53 | Milling Equipment
41 33 53.13 | Horizontal Milling Equipment
41 33 53.16 | Vertical Milling Equipment
41 33 60 | Multi-Axis Machine Equipment
41 33 63 | Planing Equipment
41 33 66 | Reaming Equipment
41 33 69 | Routing Equipment
41 33 73 | Sawing Equipment
41 33 76 | Shaping Equipment
41 33 79 | Threading Equipment
41 34 00 | Finishing Equipment
41 34 13 | Anodizing Equipment
41 34 16 | Barrel Tumbling Equipment
41 34 23 | Coating Equipment
41 34 23.13 | Diffusion Coating Equipment
41 34 23.16 | Dipping Coating Equipment
41 34 23.19 | Film Coating Equipment
41 34 23.23 | Phosphatizing Coating Equipment
41 34 23.26 | Plasma Coating Equipment
41 34 23.29 | Hardface Welding Coating Equipment
41 34 23.33 | Spray Painting Booth
41 34 26 | Deburring Equipment
41 34 36 | Electroplating Equipment
41 34 46 | Grinding Equipment
41 34 49 | Honing Equipment
41 34 53 | Lapping Equipment
41 34 56 | Shot Peening Equipment
41 34 59 | Superfinishing/Polishing Equipment
41 35 00 | Dies and Molds
41 35 13 | Dies
41 35 13.13 | Drawing Dies
41 35 13.16 | Extrusion Dies
41 35 13.19 | Press Dies
41 35 13.23 | Rotary Dies
41 35 13.26 | Rule Dies
41 35 33 | Molds
41 36 00 | Assembly and Testing Equipment
41 36 13 | Applicators
41 36 13.13 | Adhesive Applicators
41 36 13.16 | Lubricant Applicators
41 36 13.19 | Sealer Applicators
41 36 16 | Fixtures and Jigs
41 36 19 | Joining Equipment
41 36 19.13 | Adhesive Joining Equipment
41 36 19.16 | Arc-Welding Equipment
41 36 19.19 | Brazing Equipment
41 36 19.23 | Resistance-Welding Equipment
41 36 19.26 | Riveting Equipment
41 36 19.29 | Sintering Equipment
41 36 19.33 | Soldering Equipment
41 36 23 | Cutting Equipment
41 36 23.13 | Cutting Torches
41 36 23.16 | High-Pressure Water Cutting Equipment
41 36 23.19 | Laser Cutting Equipment
41 36 23.23 | Plasma Cutting Equipment
41 36 26 | Process Tools
41 36 26.13 | Air Process Tools
41 36 26.16 | Electric Process Tools
41 36 26.19 | Hydraulic Process Tools
41 36 26.23 | Manual Process Tools
41 36 29 | Manufacturing Measurement and Testing Equipment
41 36 29.13 | Gages, Rules, and Blocks
41 36 29.16 | Penetrant Measurement and Testing Equipment
41 36 29.19 | Laser Measurement and Testing Equipment
41 36 29.23 | Magnaflux Measurement and Testing Equipment
41 36 29.26 | Optical Comparators
41 36 29.29 | Profilometers
41 36 29.33 | Radiograph Measurement and Testing Equipment
41 36 29.36 | Surface Tables
41 36 29.39 | Ultrasonic Measurement and Testing Equipment
41 36 29.43 | Test Weigh Scales
41 40 00 | Container Processing and Packaging
41 41 00 | Container Filling and Sealing
41 41 13 | Bulk Container Fillers/Packers
41 41 16 | Container Cappers
41 41 19 | Container Fillers
41 41 19.13 | Bag Fillers
41 41 19.16 | Box Fillers
41 41 19.19 | Bottle Fillers
41 41 23 | Container Sealers
41 42 00 | Container Packing Equipment
41 42 13 | Box Packing Equipment
41 42 13.13 | Box Makers
41 42 13.16 | Box Packers
41 42 16 | Bulk Material Loaders
41 42 16.13 | Container Bulk Material Loaders
41 42 16.23 | Truck Bulk Material Loaders
41 42 16.26 | Railcar Bulk Material Loaders
41 42 16.29 | Ship Bulk Material Loaders
41 42 16.33 | Barge Bulk Material Loaders
41 42 19 | Carton Packers
41 42 23 | Carton Sealers
41 42 26 | Carton Shrink Wrappers
41 42 29 | Carton Stackers
41 43 00 | Shipping Packaging
41 43 13 | Banding/Strapping Equipment
41 43 16 | Barcode Equipment
41 43 16.13 | Barcode Readers
41 43 16.16 | Barcode Printers
41 43 19 | Labeling Equipment
41 43 23 | Pallet Stacking/Wrapping Equipment
41 50 00 | Material Storage
41 51 00 | Automatic Material Storage
41 51 13 | Automatic Storage/Automatic Retrieval Systems
41 52 00 | Bulk Material Storage
41 52 13 | Bins and Hoppers
41 52 13.13 | Fixed Bins and Hoppers
41 52 13.23 | Portable Bins and Hoppers
41 52 13.33 | Bulk Material Containers
41 52 13.43 | Returnable Bins and Hoppers
41 52 13.53 | Throwaway Bins and Hoppers
41 52 16 | Silos
41 52 16.13 | Concrete Silos
41 52 16.16 | Concrete Masonry Unit Silos
41 52 16.19 | Steel Silos
41 52 19 | Material Storage Tanks
41 52 19.13 | Horizontal Material Storage Tanks
41 52 19.23 | Vertical Material Storage Tanks
41 52 19.33 | Portable Material Storage Tanks
41 53 00 | Storage Equipment and Systems
41 53 13 | Storage Cabinets
41 53 16 | Container Storage Systems
41 53 19 | Flat Files
41 53 23 | Storage Racks
41 53 26 | Mezzanine Storage Systems
41 60 00 | Mobile Plant Equipment
41 61 00 | Mobile Earth Moving Equipment
41 61 13 | Backhoes
41 61 16 | Bulldozers
41 61 19 | Compactors
41 61 23 | Excavators
41 61 26 | Graders
41 61 29 | Payloaders
41 61 33 | Trenchers
41 62 00 | Trucks
41 62 13 | Cement Mixer Trucks
41 62 16 | Dump Trucks
41 62 19 | Flatbed Trucks
41 62 23 | Forklift Trucks
41 62 26 | Pickup Trucks
41 62 29 | Tank Trucks
41 63 00 | General Vehicles
41 63 13 | Bicycles
41 63 16 | Carts
41 63 19 | Maintenance Vehicles
41 63 23 | Utility Vehicles
41 63 26 | Vans
41 63 29 | Wagons
41 64 00 | Rail Vehicles
41 64 13 | Locomotives
41 64 13.13 | Diesel Locomotives
41 64 13.23 | Electric Locomotives
41 64 16 | Mobile Railcar Movers
41 65 00 | Mobile Support Equipment
41 65 13 | Mobile Air Compressors
41 65 16 | Mobile Generators
41 65 19 | Mobile Welders
41 66 00 | Miscellaneous Mobile Equipment
41 66 13 | Mobile Boring and Drilling Rigs
41 66 16 | Mobile Lifts and Cherrypickers
41 66 19 | Mobile Paving Equipment
41 66 23 | Mobile Sweepers/Vacuums
41 67 00 | Plant Maintenance Equipment
41 67 13 | Plant Lube Oil System
41 67 16 | Plant Fall Protection Equipment
41 67 19 | Plant Safety Equipment
41 67 23 | Plant Maintenance Tools
41 67 26 | Plant Maintenance Washing Equipment
41 70 00 | Unassigned
41 80 00 | Unassigned
41 90 00 | Unassigned
42 00 00 | Process Heating, Cooling, and Drying Equipment
42 01 00 | Operation and Maintenance of Process Heating, Cooling, and Drying Equipment
42 01 10 | Operation and Maintenance of Process Heating Equipment
42 01 20 | Operation and Maintenance of Process Cooling Equipment
42 01 30 | Operation and Maintenance of Process Drying Equipment
42 06 00 | Schedules for Process Heating, Cooling, and Drying Equipment
42 06 10 | Schedules for Process Heating Equipment
42 06 20 | Schedules for Process Cooling Equipment
42 06 30 | Schedules for Process Drying Equipment
42 08 00 | Commissioning of Process Heating, Cooling, and Drying Equipment
42 08 10 | Commissioning of Heating Equipment
42 08 20 | Commissioning of Cooling Equipment
42 08 30 | Commissioning of Drying Equipment
42 10 00 | Process Heating Equipment
42 11 00 | Process Boilers
42 11 13 | Low-Pressure Process Boilers
42 11 16 | Intermediate-Pressure Process Boilers
42 11 19 | High-Pressure Process Boilers
42 11 23 | Specialty Process Boilers
42 12 00 | Process Heaters
42 12 13 | Electric Process Heaters
42 12 16 | Fuel-Fired Process Heaters
42 12 19 | Thermoelectric Process Heaters
42 12 23 | Solar Process Heaters
42 12 26 | Specialty Process Heaters
42 13 00 | Industrial Heat Exchangers and Recuperators
42 13 13 | Industrial Gas-to-Gas Heat Exchangers
42 13 16 | Industrial Liquid-to-Gas/Gas-to-Liquid Heat Exchangers
42 13 19 | Industrial Liquid-to-Liquid Heat Exchangers
42 13 23 | Industrial Gas Radiation Heat Exchangers
42 13 26 | Industrial Solar Radiation Heat Exchangers
42 14 00 | Industrial Furnaces
42 14 13 | Annealing Furnaces
42 14 16 | Atmosphere Generators
42 14 19 | Industrial Baking Furnaces
42 14 23 | Industrial Brazing Furnaces
42 14 26 | Industrial Calcining Furnaces
42 14 29 | Industrial Heat-Treating Furnaces
42 14 33 | Industrial Melting Furnaces
42 14 33.13 | Ceramics and Glass Melting Furnaces
42 14 33.16 | Ferrous Melting Furnaces
42 14 33.19 | Non-Ferrous Melting Furnaces
42 14 36 | Primary Refining Furnaces
42 14 43 | Reactor Furnaces
42 14 46 | Industrial Reheat Furnaces
42 14 53 | Industrial Sintering Furnaces
42 14 56 | Industrial Vacuum Furnaces
42 15 00 | Industrial Ovens
42 15 13 | Industrial Drying Ovens
42 15 16 | Industrial Curing Ovens
42 15 19 | Industrial Specialty Ovens
42 20 00 | Process Cooling Equipment
42 21 00 | Process Cooling Towers
42 21 13 | Open-Circuit Process Cooling Towers
42 21 16 | Closed-Circuit Process Cooling Towers
42 22 00 | Process Chillers and Coolers
42 22 13 | Centrifugal Process Chillers and Coolers
42 22 16 | Reciprocating Process Chillers and Coolers
42 22 19 | Refrigerant Process Chillers and Coolers
42 22 23 | Rotary Process Chillers and Coolers
42 22 26 | Thermoelectric Process Chillers and Coolers
42 23 00 | Process Condensers and Evaporators
42 23 13 | Process Condensers
42 23 16 | Process Cooling Evaporators
42 23 19 | Process Humidifiers
42 30 00 | Process Drying Equipment
42 31 00 | Gas Dryers and Dehumidifiers
42 31 13 | Drying Evaporators
42 31 16 | Desiccant Equipment
42 31 19 | Regenerative Dryers
42 31 23 | Refrigerant Dryers
42 32 00 | Material Dryers
42 32 13 | Centrifugal Material Dryers
42 32 16 | Conveyor Material Dryers
42 32 19 | Flash Material Dryers
42 32 23 | Fluid-Bed Material Dryers
42 32 26 | Material Roasters
42 32 29 | Rotary-Kiln Material Dryers
42 32 33 | Spray Material Dryers
42 32 36 | Tower Material Dryers
42 32 39 | Vacuum Material Dryers
42 32 43 | Specialty Material Dryers
42 40 00 | Unassigned
42 50 00 | Unassigned
42 60 00 | Unassigned
42 70 00 | Unassigned
42 80 00 | Unassigned
42 90 00 | Unassigned
43 00 00 | Process Gas and Liquid Handling, Purification, and Storage Equipment
43 01 00 | Operation and Maintenance of Process Gas and Liquid Handling, Purification, and Storage Equipment
43 01 10 | Operation and Maintenance of Gas Handling Equipment
43 01 20 | Operation and Maintenance of Liquid Handling Equipment
43 01 30 | Operation and Maintenance of Gas and Liquid Hi-Purification Equipment
43 01 40 | Operation and Maintenance of Gas and Liquid Storage
43 06 00 | Schedules for Process Gas and Liquid Handling, Purification, and Storage Equipment
43 06 10 | Schedules for Gas Handling Equipment
43 06 20 | Schedules for Liquid Handling Equipment
43 06 30 | Schedules for Gas and Liquid Hi-Purification Equipment
43 06 40 | Schedules for Gas and Liquid Storage
43 08 00 | Commissioning of Process Gas and Liquid Handling, Purification, and Storage Equipment
43 08 10 | Commissioning of Gas Handling Equipment
43 08 20 | Commissioning of Liquid Handling Equipment
43 08 30 | Commissioning of Gas and Liquid Purification Equipment
43 08 40 | Commissioning of Gas and Liquid Storage
43 10 00 | Gas Handling Equipment
43 11 00 | Gas Fans, Blowers and Pumps
43 11 13 | Gas Handling Fans
43 11 13.13 | Axial Gas Handling Fans
43 11 13.16 | Centrifugal Gas Handling Fans
43 11 23 | Gas Handling Blowers
43 11 26 | Gas Handling Jet Pumps
43 11 29 | Gas Handling Vacuum Pumps
43 12 00 | Gas Compressors
43 12 13 | Centrifugal Gas Compressors
43 12 16 | Piston Gas Compressors
43 12 19 | Positive Displacement Gas Compressors
43 12 23 | Rotary-Screw Gas Compressors
43 12 26 | Vane Gas Compressors
43 13 00 | Gas Process Equipment
43 13 13 | Process Gas Blenders
43 13 16 | Process Gas Meters
43 13 19 | Process Gas Mixers
43 13 23 | Process Gas Pressure Regulators
43 20 00 | Liquid Handling Equipment
43 21 00 | Liquid Pumps
43 21 13 | Centrifugal Liquid Pumps
43 21 16 | Diaphragm Liquid Pumps
43 21 19 | Dispensing Liquid Pumps
43 21 23 | Drum Liquid Pumps
43 21 26 | Gear Liquid Pumps
43 21 29 | Metering Liquid Pumps
43 21 33 | Piston/Plunger Liquid Pumps
43 21 36 | Positive Displacement Liquid Pumps
43 21 39 | Submersible Liquid Pumps
43 21 43 | Sump Liquid Pumps
43 21 46 | Vane Liquid Pumps
43 22 00 | Liquid Process Equipment
43 22 13 | Liquid Aeration Devices
43 22 16 | Liquid Agitators
43 22 19 | Liquid Blenders
43 22 23 | Liquid Centrifuges
43 22 26 | Liquid Deaerators
43 22 29 | Drum Handling Liquid Process Equipment
43 22 33 | Liquid Emulsifiers
43 22 36 | Liquid Evaporators
43 22 39 | Liquid Feeders
43 22 43 | Liquid Filters
43 22 43.13 | Cyclonic Liquid Filters
43 22 43.16 | Media Liquid Filters
43 22 43.19 | Press Liquid Filters
43 22 53 | Liquid Process Meters
43 22 56 | Liquid Process Mixers
43 22 59 | Liquid Process Pressure Regulators
43 22 63 | Liquid Separation Towers
43 22 66 | Liquid Weigh Systems
43 30 00 | Gas and Liquid Purification Equipment
43 31 00 | Gas and Liquid Purification Filtration Equipment
43 31 13 | Gas and Liquid Purification Filters
43 31 13.13 | Activated Carbon-Gas and Liquid Purification Filters
43 31 13.16 | Gas and Liquid Purification Filter Presses
43 31 13.19 | High-Purity Cartridge Gas and Liquid Purification Filters
43 31 13.23 | Membrane Diaphragm Gas and Liquid Purification Filters
43 31 13.26 | Multimedia Gas and Liquid Purification Filters
43 31 13.29 | Pretreatment Cartridge Gas and Liquid Purification Filters
43 31 13.33 | Ultrafilter Units
43 32 00 | Gas and Liquid Purification Process Equipment
43 32 13 | Gas and Liquid Purification Process Beds
43 32 13.13 | Anion-Gas and Liquid Purification Process Beds
43 32 13.16 | Cation-Gas and Liquid Purification Process Beds
43 32 23 | Gas and Liquid Purification Process Clarifier Systems
43 32 26 | Gas and Liquid Purification Decarbonators
43 32 29 | Electronic De-Ionization Purification Units
43 32 33 | External Regeneration Systems
43 32 36 | Mixed-Bed Ion-Exchange Vessels
43 32 39 | Gas and Liquid Purification Mixed Beds
43 32 39.13 | Externally Regenerable Gas and Liquid Purification Mixed Beds
43 32 39.16 | In-Situ Regenerable Gas and Liquid Purification Mixed Beds
43 32 53 | Packed-Bed Ion-Exchange Vessels
43 32 56 | Reverse-Osmosis Purification Units
43 32 59 | Gas and Liquid Purification Scrubbers
43 32 63 | Ultraviolet Sterilizers
43 32 66 | Vacuum Degasifiers
43 32 69 | Chemical Feed Systems
43 32 73 | Ozonation Equipment
43 32 76 | Chlorination Equipment
43 40 00 | Gas and Liquid Storage
43 41 00 | Gas and Liquid Storage Equipment
43 41 13 | Gas and Liquid Pressure Vessels
43 41 13.13 | Ferrous Gas and Liquid Pressure Vessels
43 41 13.16 | Nonferrous Gas and Liquid Pressure Vessels
43 41 13.19 | Fiberglass Gas and Liquid Pressure Vessels
43 41 16 | Atmospheric Tanks and Vessels
43 41 16.13 | Horizontal Atmospheric Tanks and Vessels
43 41 16.16 | Vertical Atmospheric Tanks and Vessels
43 50 00 | Unassigned
43 60 00 | Unassigned
43 70 00 | Unassigned
43 80 00 | Unassigned
43 90 00 | Unassigned
44 00 00 | Pollution Control Equipment
44 01 00 | Operation and Maintenance of Pollution Control Equipment
44 01 10 | Operation and Maintenance of Air Pollution Control
44 01 20 | Operation and Maintenance of Noise Pollution Control
44 01 40 | Operation and Maintenance of Water Treatment Equipment
44 01 50 | Operation and Maintenance of Solid Waste Control
44 06 00 | Schedules for Pollution Control Equipment
44 06 10 | Schedules for Air Pollution Control
44 06 20 | Schedules for Noise Pollution Control
44 06 40 | Schedules for Water Treatment Equipment
44 06 50 | Schedules for Solid Waste Control
44 08 00 | Commissioning of Pollution Control Equipment
44 08 10 | Commissioning of Air Pollution Control
44 08 20 | Commissioning of Noise Pollution Control
44 08 40 | Commissioning Water Treatment Equipment
44 08 50 | Commissioning Solid Waste Control
44 10 00 | Air Pollution Control
44 11 00 | Air Pollution Control Equipment
44 11 13 | Cyclonic Separators
44 11 16 | Industrial Dust Collectors
44 11 19 | Air Pollution Filters
44 11 23 | Fugitive Dust Control
44 11 26 | Air Pollution Control Precipitators
44 11 29 | Air Pollution Scrubbers
44 11 29.13 | Dry-Air Pollution Scrubbers
44 11 29.16 | Wet-Air Pollution Scrubbers
44 11 33 | Thermal Oxidizers
44 11 36 | Vacuum Extraction Systems
44 20 00 | Noise Pollution Control
44 21 00 | Noise Pollution Control Equipment
44 21 13 | Noise Abatement Barriers
44 21 13.13 | Fixed Noise Abatement Barriers
44 21 13.16 | Flexible Noise Abatement Barriers
44 21 13.19 | Portable Noise Abatement Barriers
44 21 23 | Noise Pollution Silencers
44 21 26 | Frequency Cancellers
44 40 00 | Water Treatment Equipment
44 41 00 | Packaged Water Treatment
44 41 13 | Packaged Water Treatment Plants
44 41 13.13 | Chemical Packaged Water Treatment Plants
44 41 13.16 | Biological Packaged Water Treatment Plants
44 41 13.19 | Thermal Packaged Water Treatment Plants
44 42 00 | General Water Treatment Equipment
44 42 13 | Aeration Water Treatment Equipment
44 42 16 | American Petroleum Institute Separators
44 42 19 | Water Treatment Blowers
44 42 23 | Water Treatment Clarifiers
44 42 26 | Water Treatment Comminutors
44 42 29 | Water Treatment Compressors
44 42 33 | Water Treatment Digesters
44 42 36 | Water Treatment Dissolved Air Flotation Equipment
44 42 39 | Water Treatment Grit Collectors
44 42 43 | Water Treatment Induced Air Flotation Equipment
44 42 46 | Water Treatment Mixers
44 42 49 | Water Treatment Oil/Grease Interceptors
44 42 53 | Water Treatment Oil/Water Separators
44 42 56 | Water Treatment Pumps
44 42 59 | Water Treatment Reactors
44 42 63 | Water Treatment Sediment Removal Equipment
44 42 66 | Water Treatment Skimmers
44 42 69 | Water Treatment Spray Equipment
44 42 73 | Water Treatment Tanks/Tank Liners
44 43 00 | Water Filtration Equipment
44 43 13 | Water Filters
44 43 13.13 | Bag Water Filters
44 43 13.16 | Cartridge Water Filters
44 43 13.19 | Fabric Water Filters
44 43 13.23 | Multimedia Water Filters
44 43 13.26 | Packaged Water Filters
44 43 23 | Water Filter Presses
44 43 26 | Rotary-Drum Water Filtration Equipment
44 43 29 | Water Filtration Sand
44 43 33 | Water Filtration Screens
44 43 36 | Vacuum Water Filtration Equipment
44 44 00 | Water Treatment Chemical Systems Equipment
44 44 13 | Water Treatment Chemical Feed Equipment
44 44 16 | Water Chlorinators
44 44 19 | Water Coagulators
44 44 23 | Water Dechlorinators
44 44 26 | Dissolved-Solids Water Treatment Equipment
44 44 29 | Water Emulsifiers
44 44 33 | Water Emulsion Crackers
44 44 36 | Water Flocculators
44 44 39 | Water Fluoridation Equipment
44 44 43 | Water Heavy Metals Treatment Equipment
44 44 46 | Water Hydrothermal Equipment
44 44 49 | Water Oils Treatment Equipment
44 44 53 | Water Oxidation/Reduction Equipment
44 44 56 | Water Ozone Equipment
44 44 59 | Water pH Adjustment Equipment
44 44 63 | Water Polymers Equipment
44 44 66 | Water Precipitators
44 44 69 | Water Pretreatment Equipment
44 44 73 | Water Ultraviolet Radiation Equipment
44 45 00 | Water Treatment Biological Systems Equipment
44 45 13 | Water Biofilters
44 45 16 | Water Bubble Membrane Diffusers
44 46 00 | Sludge Treatment and Handling Equipment for Water Treatment Systems
44 46 13 | Sludge Conveyors
44 46 16 | Sludge Dewatering Equipment
44 46 19 | Sludge Digesters
44 46 23 | Sludge Incinerators
44 46 26 | Sludge Thickeners
44 50 00 | Solid Waste Control
44 51 00 | Solid Waste Control Equipment
44 51 13 | Solid Waste Compactors
44 51 16 | Solid Waste Baling Equipment
44 51 19 | Solid Waste Fluffing Equipment
44 51 23 | Solid Waste Liquid Extraction Equipment
44 51 26 | Solid Waste Containers
44 51 29 | Solid Waste Transfer Trailers
44 51 33 | Solid Waste Transfer Stations
44 60 00 | Unassigned
44 70 00 | Unassigned
44 80 00 | Unassigned
44 90 00 | Unassigned
45 00 00 | Industry-Specific Manufacturing Equipment
45 08 00 | Commissioning of Industry-Specific Manufacturing Equipment
45 11 00 | Oil and Gas Extraction Equipment
45 11 01 | Operation and Maintenance of Oil and Gas Extraction Equipment
45 11 06 | Schedules for Oil and Gas Extraction Equipment
45 11 10 thru | User-Defined Oil and Gas Extraction Equipment
45 12 99 | User Defined Oil and Gas Extraction Equipment
45 13 00 | Mining Machinery and Equipment
45 13 01 | Operation and Maintenance of Mining Machinery and Equipment
45 13 06 | Schedules for Mining Machinery and Equipment
45 13 10 thru | User-Defined
45 14 99 | User Defined Mining Machinery and Equipment
45 15 00 | Food Manufacturing Equipment
45 15 01 | Operation and Maintenance of Food Manufacturing Equipment
45 15 06 | Schedules for Food Manufacturing Equipment
45 15 10 thru | User-Defined
45 16 99 | User Defined Food Manufacturing Equipment
45 17 00 | Beverage and Tobacco Manufacturing Equipment
45 17 01 | Operation and Maintenance of Beverage and Tobacco Manufacturing Equipment
45 17 06 | Schedules for Beverage and Tobacco Manufacturing Equipment
45 17 10 thru
45 18 99 | User Defined Beverage and Tobacco Manufacturing Equipment
45 19 00 | Textiles and Apparel Manufacturing Equipment
45 19 01 | Operation and Maintenance of Textiles and Apparel Manufacturing Equipment
45 19 06 | Schedules for Textiles and Apparel Manufacturing Equipment
45 19 10 thru
45 20 99 | User Defined Textiles and Apparel Manufacturing Equipment
45 21 00 | Leather and Allied Product Manufacturing Equipment
45 21 01 | Operation and Maintenance of Leather and Allied Product Manufacturing Equipment
45 21 06 | Schedules for Leather and Allied Product Manufacturing Equipment
45 21 10 thru
45 22 99 | User Defined Leather and Allied Product Manufacturing Equipment
45 23 00 | Wood Product Manufacturing Equipment
45 23 01 | Operation and Maintenance of Wood Product Manufacturing Equipment
45 23 06 | Schedules for Wood Product Manufacturing Equipment
45 23 10 thru
45 24 99 | User Defined Wood Product Manufacturing Equipment
45 25 00 | Paper Manufacturing Equipment
45 25 01 | Operation and Maintenance of Paper Manufacturing Equipment
45 25 06 | Schedules for Paper Manufacturing Equipment
45 25 10 thru
45 26 99 | User Defined Paper Manufacturing Equipment
45 27 00 | Printing and Related Manufacturing Equipment
45 27 01 | Operation and Maintenance of Printing and Related Manufacturing Equipment
45 27 06 | Schedules for Printing and Related Manufacturing Equipment
45 27 10 thru
45 28 99 | User Defined Printing and Related Manufacturing Equipment
45 29 00 | Petroleum and Coal Products Manufacturing Equipment
45 29 01 | Operation and Maintenance of Petroleum and Coal Products Manufacturing Equipment
45 29 06 | Schedules for Petroleum and Coal Products Manufacturing Equipment
45 29 10 thru
45 30 99 | User Defined Petroleum and Coal Products Manufacturing Equipment
45 31 00 | Chemical Manufacturing Equipment
45 31 01 | Operation and Maintenance of Chemical Manufacturing Equipment
45 31 06 | Schedules for Chemical Manufacturing Equipment
45 31 10 thru
45 32 99 | User Defined Chemical Manufacturing Equipment
45 33 00 | Plastics and Rubber Manufacturing Equipment
45 33 01 | Operation and Maintenance of Plastics and Rubber Manufacturing Equipment
45 33 06 | Schedules for Plastics and Rubber Manufacturing Equipment
45 33 10 thru
45 34 99 | User Defined Plastics and Rubber Manufacturing Equipment
45 35 00 | Nonmetallic Mineral Product Manufacturing Equipment
45 35 01 | Operation and Maintenance of Nonmetallic Mineral Product Manufacturing Equipment
45 35 06 | Schedules for Nonmetallic Mineral Product Manufacturing Equipment
45 35 10 thru
45 36 99 | User Defined Nonmetallic Mineral Product Manufacturing Equipment
45 37 00 | Primary Metal Manufacturing Equipment
45 37 01 | Operation and Maintenance of Primary Metal Manufacturing Equipment
45 37 06 | Schedules for Primary Metal Manufacturing Equipment
45 37 10 thru
45 38 99 | User Defined Primary Metal Manufacturing Equipment
45 39 00 | Fabricated Metal Product Manufacturing Equipment
45 39 01 | Operation and Maintenance of Fabricated Metal Product Manufacturing Equipment
45 39 06 | Schedules for Fabricated Metal Product Manufacturing Equipment
45 39 10 thru
45 40 99 | User Defined Fabricated Metal Product Manufacturing Equipment
45 41 00 | Machinery Manufacturing Equipment
45 41 01 | Operation and Maintenance of Machinery Manufacturing Equipment
45 41 06 | Schedules for Machinery Manufacturing Equipment
45 41 10 thru
45 42 99 | User Defined Machinery Manufacturing Equipment
45 43 00 | Computer and Electronic Product Manufacturing Equipment
45 43 01 | Operation and Maintenance of Computer and Electronic Product Manufacturing Equipment
45 43 06 | Schedules for Computer and Electronic Product Manufacturing Equipment
45 43 10 thru
45 44 99 | User Defined Computer and Electronic Product Manufacturing Equipment
45 45 00 | Electrical Equipment, Appliance, and Component Manufacturing Equipment
45 45 01 | Operation and Maintenance of Electrical Equipment, Appliance, and Component Manufacturing Equipment
45 45 06 | Schedules for Electrical Equipment, Appliance, and Component Manufacturing Equipment
45 45 10 thru
45 46 99 | User Defined Electrical Equipment, Appliance, and Component Manufacturing Equipment
45 47 00 | Transportation Manufacturing Equipment
45 47 01 | Operation and Maintenance of Transportation Manufacturing Equipment
45 47 06 | Schedules for Transportation Manufacturing Equipment
45 47 10 thru
45 48 99 | User Defined Transportation Manufacturing Equipment
45 49 00 | Furniture and Related Product Manufacturing Equipment
45 49 01 | Operation and Maintenance of Furniture and Related Product Manufacturing Equipment
45 49 06 | Schedules for Furniture and Related Product Manufacturing Equipment
45 49 10 thru
45 50 99 | User Defined Furniture and Related Product Manufacturing Equipment
45 51 00 | Other Manufacturing Equipment
45 51 01 | Operation and Maintenance of Other Manufacturing Equipment
45 51 06 | Schedules for Other Manufacturing Equipment
45 51 10 thru
45 52 99 | User Defined Other Manufacturing Equipment
45 60 00 | Unassigned
45 70 00 | Unassigned
45 80 00 | Unassigned
45 90 00 | Unassigned
48 00 00 | Electrical Power Generation
48 01 00 | Operation and Maintenance for Electrical Power Generation
48 01 10 | Operation and Maintenance of Electrical Power Generation Equipment
48 01 70 | Operation and Maintenance of Electrical Power Generation Testing
48 05 00 | Common Work Results for Electrical Power Generation
48 06 00 | Schedules for Electrical Power Generation
48 06 10 | Schedules for Electrical Power Generation Equipment
48 06 70 | Schedules for Electrical Power Generation Testing
48 08 00 | Commissioning of Electrical Power Generation
48 09 00 | Instrumentation and Control for Electrical Power Generation
48 10 00 | Electrical Power Generation Equipment
48 11 00 | Fossil Fuel Plant Electrical Power Generation Equipment
48 11 13 | Fossil Fuel Electrical Power Plant Boilers
48 11 16 | Fossil Fuel Electrical Power Plant Condensers
48 11 19 | Fossil Fuel Electrical Power Plant Steam Turbines
48 11 23 | Fossil Fuel Electrical Power Plant Gas Turbines
48 11 26 | Fossil Fuel Electrical Power Plant Generators
48 12 00 | Nuclear Fuel Plant Electrical Power Generation Equipment
48 12 13 | Nuclear Fuel Reactors
48 12 13.13 | Nuclear Fuel Fission Reactors
48 12 13.16 | Nuclear Fuel Fusion Reactors
48 12 23 | Nuclear Fuel Electrical Power Plant Steam Generators
48 12 26 | Nuclear Fuel Electrical Power Plant Condensers
48 12 29 | Nuclear Fuel Electrical Power Plant Turbines
48 12 33 | Nuclear Fuel Electrical Power Generators
48 13 00 | Hydroelectric Plant Electrical Power Generation Equipment
48 13 13 | Hydroelectric Power Plant Water Turbines
48 13 16 | Hydroelectric Power Plant Electrical Power Generators
48 14 00 | Solar Energy Electrical Power Generation Equipment
48 14 13 | Solar Energy Collectors
48 14 13.13 | Amorphous Solar Energy Collectors
48 14 13.16 | Plate Cell Solar Energy Collectors
48 14 13.19 | Vacuum Tube Solar Energy Collectors
48 15 00 | Wind Energy Electrical Power Generation Equipment
48 15 13 | Windmills
48 15 16 | Wind Energy Electrical Power Generators
48 16 00 | Geothermal Energy Electrical Power Generation Equipment
48 16 13 | Geothermal Energy Heat Pumps
48 16 16 | Geothermal Energy Condensers
48 16 19 | Geothermal Energy Steam Turbines
48 16 23 | Geothermal Energy Electrical Power Generators
48 17 00 | Electrochemical Energy Electrical Power Generation Equipment
48 17 13 | Electrical Power Generation Batteries
48 18 00 | Fuel Cell Electrical Power Generation Equipment
48 18 13 | Electrical Power Generation Fuel Cells
48 18 16 | Hydrogen Control Equipment
48 19 00 | Electrical Power Control Equipment
48 19 13 | Electrical Power Generation Battery Charging Equipment
48 19 16 | Electrical Power Generation Inverters
48 19 19 | Electrical Power Generation Solar Tracking Equipment
48 19 23 | Electrical Power Generation Transformers
48 19 26 | Electrical Power Generation Voltage Regulators
48 20 00 | Unassigned
48 30 00 | Unassigned
48 40 00 | Unassigned
48 50 00 | Unassigned
48 60 00 | Unassigned
48 70 00 | Electrical Power Generation Testing
48 71 00 | Electrical Power Generation Test Equipment
48 71 13 | Electrical Power Generation Corona Test Equipment
48 71 16 | Electrical Power Generation Current Test Equipment
48 71 19 | Electrical Power Generation Power Test Equipment
48 71 23 | Electrical Power Generation Resistance Test Equipment
48 71 26 | Electrical Power Generation Voltage Test Equipment
48 80 00 | Unassigned
48 90 00 | Unassigned